## Referans_Tekil
Sorgu_No | Ref | Ekipman Parca Kodu | Parça Tanımı | Grup Tanımı | Detay Tanım | Kategori
101 | Ref_1 | 52020BFE | 50 MM2 BATTERY CABLE | Akü Kablo | Akü_1x50 | Akü
101 | Ref_1 | 52100AGV | 70MM2 BATTERY CABLE | Akü Kablo | Akü_1x70 | Akü
101 | Ref_2 | 24022435 | Leoch 150AH FT12-150 | 12V Akü | Akü-12 | Akü
101 | Ref_2 | 24022753 | Leoch 150AH FT12-150 | 12V Akü | Akü-12 | Akü
101 | Ref_2 | 12 CP 50 | Akü 12 V 50 Ah TRI Battery | 12V Akü | Akü-12 | Akü
101 | Ref_2 | 12V100AH | AKU 12V 100Ah UZUN TIP | 12V Akü | Akü-12 | Akü
101 | Ref_2 | 12V100AH-C | AKU 12V 100Ah UZUN TIP | 12V Akü | Akü-12 | Akü
101 | Ref_2 | 12V100AH-I | 12V100AH uzun tip akü ? INCI aku | 12V Akü | Akü-12 | Akü
101 | Ref_2 | 12V100AH-M | AKU 12V 100Ah UZUN TIP | 12V Akü | Akü-12 | Akü
101 | Ref_2 | 12V100AH-S | AKU 12V 100Ah KISA TIP | 12V Akü | Akü-12 | Akü
101 | Ref_2 | 12V100AH-SL | 12V100AH Kısa Tip Leoch battery | 12V Akü | Akü-12 | Akü
101 | Ref_2 | 12V100AH-SM | 12V100AH Mutlu Kısa Tip Aku | 12V Akü | Akü-12 | Akü
101 | Ref_2 | 12V100AH-SN | 12V100AH NARADA Kısa Tip Aku | 12V Akü | Akü-12 | Akü
101 | Ref_2 | 12V110AH-S | RITAR AKU 12 V 110 AH | 12V Akü | Akü-12 | Akü
101 | Ref_2 | 12V150AH-F | 12V150AH AKU FENGFAN (ÜRETİCİ KODU: 6-XFM-150-GEL) | 12V Akü | Akü-12 | Akü
101 | Ref_2 | 12V150AH-M | 12V150AH AKU MUTLU | 12V Akü | Akü-12 | Akü
101 | Ref_2 | 12V150AH-R | 12V150AH aku ChinaShoto | 12V Akü | Akü-12 | Akü
101 | Ref_2 | 12V150AH-W | 12V150AH AKU WOLONG | 12V Akü | Akü-12 | Akü
101 | Ref_2 | 12V150AH-Y | 12V150AH AKU YIGIT | 12V Akü | Akü-12 | Akü
101 | Ref_2 | BKC 901 06/006 | Akü 12 V 100 Ah | 12V Akü | Akü-12 | Akü
101 | Ref_2 | BKC 901 60/2 | BATTERY/Battery Kit Extension 100 Ah | 12V Akü | BATTERY/Battery Kit Extension 100 Ah | Akü
101 | Ref_3 | 113/BFM 901 290 | Equipped Cabinet RBS 6201 (UMTS) | RBS 6201 | RBS 6201 UMTS Kasa | Akü
101 | Ref_3 | 119/BFM 901 290 | Equipped Cabinet RBS 6201 (GSM) | RBS 6201 | RBS 6201 GSM Kasa | Akü
101 | Ref_3 | 303/BFM 901 290 | RBS 6201 GSM | RBS 6201 | RBS 6201 GSM Kasa | Akü
101 | Ref_4 | 01074058 | Huawei Lithium Battery 48V 75Ah - ESM-4875A | 48V Akü | Akü-48 | Akü
101 | Ref_4 | 01074746 | Huawei Lithium Battery 48V 100Ah - ESM-48100B1 | 48V Akü | Akü-48 | Akü
101 | Ref_4 | 48V50AH | 48V 50Ah Narada Li-Ion akü | 48V Akü | Akü-48 | Akü
101 | Ref_4 | 48V77AH | 48V 77AH SAFT LI-ION AKU | 48V Akü | Akü-48 | Akü
101 | Ref_4 | BKC 901 06/022 | BATTERY KIT 48 V 100 Ah | 48V Akü | Akü-48 | Akü
101 | Ref_4 | BKC 901 60/1 | BATTERY/Battery Kit 100 Ah | 48V Akü | Akü-48 | Akü
101 | Ref_5 | 6 CP 155 | Akü 6 V 155 Ah | 6V Akü | Akü-6 | Akü
101 | Ref_5 | 6 CP 200 | 6 V 200 Ah AKU | 6V Akü | Akü-6 | Akü
101 | Ref_5 | 6 V 200 | Akü | 6V Akü | Akü-6 | Akü
101 | Ref_5 | 6/BKC 861 0013/004 | Batteries for PBC RBS 2308. | 6V Akü | Akü-6 | Akü
101 | Ref_5 | 6V200AH-N | akü | 6V Akü | Akü-6 | Akü
101 | Ref_6 | 4 CP 205 | Akü 4 V 205 Ah | 4V Akü | Akü-4 | Akü
104 | Ref_01 | 51120AAS | 20U Transmisyon Kabineti (Turkcell Tipi) | TN Cati | TN RACK 20U | Alt Yapı
104 | Ref_01 | 51120AAU | 20U Transmisyon Kabineti (DDF ve Sigorta Paneli uzerinde takılı) | TN Cati | TN RACK 20U | Alt Yapı
104 | Ref_01 | 51120ABD | TAN Rack 19" 42U 60 x 80 cm | TN Cati | TN Rack 42U | Alt Yapı
104 | Ref_01 | 51130AHO | 42U Transmisyon Kabineti | TN Cati | TN RACK 42U | Alt Yapı
104 | Ref_01 | 51130AIL | 35U Turkcell tipi Transmisyon Çatısı | TN Cati | TN RACK 35U | Alt Yapı
104 | Ref_01 | SRV42U | 42U 600x1000mm. Server Kabin, ESTAP | TN Cati | TN Rack 42U | Alt Yapı
104 | Ref_01 | ZZZ 1016908 | Transmisyon Kabineti 35 U (kapalı tip) (51130AIL ile isteyin) | TN Cati | TN RACK 35U | Alt Yapı
104 | Ref_01 | ZZZ 1016911 | Transmisyon Kabineti 42 U (kapalı tip) | TN Cati | TN RACK 42U | Alt Yapı
104 | Ref_01 | ZZZ 101692 | 42U Turkcell tipi transmisyon çatısı (51130AHO) | TN Cati | TN Rack 42U | Alt Yapı
104 | Ref_1 | 51120AAS | 20U Transmisyon Kabineti (Turkcell Tipi) | TN Cati | TN RACK 20U | Alt Yapı
104 | Ref_1 | 51120AAU | 20U Transmisyon Kabineti (DDF ve Sigorta Paneli uzerinde takılı) | TN Cati | TN RACK 20U | Alt Yapı
104 | Ref_1 | 51120ABD | TAN Rack 19" 42U 60 x 80 cm | TN Cati | TN Rack 42U | Alt Yapı
104 | Ref_1 | 51130AHO | 42U Transmisyon Kabineti | TN Cati | TN RACK 42U | Alt Yapı
104 | Ref_1 | 51130AIL | 35U Turkcell tipi Transmisyon Çatısı | TN Cati | TN RACK 35U | Alt Yapı
104 | Ref_1 | SRV42U | 42U 600x1000mm. Server Kabin, ESTAP | TN Cati | TN Rack 42U | Alt Yapı
104 | Ref_1 | ZZZ 1016908 | Transmisyon Kabineti 35 U (kapalı tip) (51130AIL ile isteyin) | TN Cati | TN RACK 35U | Alt Yapı
104 | Ref_1 | ZZZ 1016911 | Transmisyon Kabineti 42 U (kapalı tip) | TN Cati | TN RACK 42U | Alt Yapı
104 | Ref_1 | ZZZ 101692 | 42U Turkcell tipi transmisyon çatısı (51130AHO) | TN Cati | TN Rack 42U | Alt Yapı
104 | Ref_2 | 52100AHA | 6U Rectifier Akü Rackı | Akü Rack | Akü 4 Set Rack | Alt Yapı
104 | Ref_2 | 52100AHC | 5U-6U RECTIFIER AKU RACK (SABIT RAFLI) | Akü Rack | Akü 4 Set Rack | Alt Yapı
104 | Ref_2 | BMK 508 004/0 | Battery Subrack | Akü Rack | Akü 4 Set Rbs Rack | Alt Yapı
104 | Ref_2 | BMK 508 004/1 | Battery Subrack 1 Pair BFU&DFU | Akü Rack | Akü 4 Set Rbs Rack | Alt Yapı
104 | Ref_2 | BMK 508 004/2 | Battery Subrack 2 Pair BFU&DFU | Akü Rack | Akü 2 Set Rbs Rack | Alt Yapı
104 | Ref_2 | BMK 508 004/3 | Battery Subrack 3 Pair BFU&DFU | Akü Rack | Battery Subrack 3 Pair BFU&DFU | Alt Yapı
104 | Ref_2 | BMK 508 006/0 | RBS 2206 Empty Battery Subrack | Akü Rack | Akü 4 Set Rbs Rack | Alt Yapı
104 | Ref_2 | BMK 508 006/01 | RBS 2206 Battery Rack includes one BFU-21 | Akü Rack | Akü 2 Set Rbs Rack | Alt Yapı
104 | Ref_3 | 640017634 | #N/A | Klima İç | Klima İç | Alt Yapı
104 | Ref_3 | 20233408_IC | PLAZMA INVERTER 18 A++ IC UNITE | Klima İç | Klima İç | Alt Yapı
104 | Ref_3 | 20233744_IC | Klima Vestel 20233744 Nature Plus Inverter 18.000 BTU Ic Unite | Klima İç | Klima İç | Alt Yapı
104 | Ref_3 | 20233898_IC | VESTEL FLORA INVERTER KLIMA 24 A++ IC UNITE | Klima İç | Klima İç | Alt Yapı
104 | Ref_3 | 20233995_IC | Klima Vestel 20233995 T-FLORA INVERTER 24 A++_IC Unite | Klima İç | Klima İç | Alt Yapı
104 | Ref_3 | 20234275_IC | Klima Vestel 20234275 T-FLORA INVERTER 24 A++ _IC UNITE DISTAN BESLEMELI | Klima İç | Klima İç | Alt Yapı
104 | Ref_3 | 51120ABG | KLIMA SALON TIPI HAIER 42.660 BTU IC UNITE, AP48DS1ERA | Klima İç | Klima Salon Tipi İç | Alt Yapı
104 | Ref_3 | 51120ABI | Olimpia Splendid Dolce Mobil Klima 12.500 BTU | Klima İç | Klima Mobil | Alt Yapı
104 | Ref_3 | 51120ABJ | Arcelik Mobil Klima 21210P 12.000 BTU | Klima İç | Klima Mobil | Alt Yapı
104 | Ref_3 | 51120ABU | Senotek Marka 18.000 BTU Dis Unitesiz Klima | Klima İç | Klima Mobil | Alt Yapı
104 | Ref_3 | 52020BJP | Toshiba 30.000 BTU Kaset Tipi Klima Iç Ünite | Klima İç | Klima Kaset Tipi İç | Alt Yapı
104 | Ref_3 | 52020BMD | SISTEM ODASI KLIMASI IC UNITE | Klima İç | Klima İç | Alt Yapı
104 | Ref_3 | 52070ACV | Klima BEKO 24.000 btu split iç ünite (7800D) | Klima İç | Klima İç | Alt Yapı
104 | Ref_3 | 52070ADH | Klima Split İç Ünite 7 KW Carrier | Klima İç | Klima İç | Alt Yapı
104 | Ref_3 | 52070AEI | Klima 24000 BTU Split (BEKO) İç Unite | Klima İç | Klima İç | Alt Yapı
104 | Ref_3 | 52070AEJ | Klima Toshiba ic unite 7 Kw | Klima İç | Klima İç | Alt Yapı
104 | Ref_3 | 52070AEY | Klima Zibro S1753 Invertorlu 18.000 BTU Ic Unite | Klima İç | Klima İç | Alt Yapı
104 | Ref_3 | 52070AFA | Klima LG-BEKO 7780 TCLL Invertorlu 18.000 BTU Ic Unite | Klima İç | Klima İç | Alt Yapı
104 | Ref_3 | 52070AFF | Klima Toshiba Invertorlu 22.000 BTU Ic Unite | Klima İç | Klima İç | Alt Yapı
104 | Ref_3 | 52070AFI | Klima Zibro S2053 Invertorlu 18.000 BTU Ic Unite | Klima İç | Klima İç | Alt Yapı
104 | Ref_3 | 52070AFU | Klima Zibro S6550 Invertorlu 18.000 BTU Ic Unite | Klima İç | Klima İç | Alt Yapı
104 | Ref_3 | 52070AJR | Klima Zibro SP7550 Invertorlu 18.000 BTU Ic Unite | Klima İç | Klima İç | Alt Yapı
104 | Ref_3 | 52070AMZ | Olimpia Splendid Piu Mobil Klima 12.000 BTU | Klima İç | Klima Mobil | Alt Yapı
104 | Ref_3 | 52070AOT | Klima Zibro S6650 Invertorlu 18.000 BTU Ic Unite | Klima İç | Klima İç | Alt Yapı
104 | Ref_3 | 52070AOY | Klima Daikin FTXB50B Invertorlu 18.000 BTU Ic Unite | Klima İç | Klima İç | Alt Yapı
104 | Ref_3 | 52070APA | Klima Vestel 20233629 Invertorlu 18.000 BTU Ic Unite | Klima İç | Klima İç | Alt Yapı
104 | Ref_3 | 52070APC | KLIMA SALON TIPI MIDEA 49.000 BTU IC UNITE | Klima İç | Klima Salon Tipi İç | Alt Yapı
104 | Ref_3 | 52090ADD | MOBIL KLIMA 7000 BTU (DIS UNITESIZ) | Klima İç | Klima Mobil | Alt Yapı
104 | Ref_3 | 52090AED | ZIBRO MOBIL KLIMA 9000 BTU (DIS UNITESIZ) P125 | Klima İç | Klima Mobil | Alt Yapı
104 | Ref_3 | 6.4001.7634 | KLIMA SIGMA IC UNITE SGM48INVSMA SALON TIPI 42000 BTU | Klima İç | Klima Salon Tipi İç | Alt Yapı
104 | Ref_3 | GUD71T/A-T | Gree 24000 BTU Kaset Tipi Klima İç Ünite GUD71T/A-T | Klima İç | Klima Kaset Tipi İç | Alt Yapı
104 | Ref_3 | MMD-AP0246BHP1-TR | Toshiba VRV Klima Ic Unite 5 kW | Klima İç | Klima VRV Tipi İç | Alt Yapı
104 | Ref_3 | MMD-AP0366BHP1-TR | Toshiba VRV Klima Ic Unite 9 kW | Klima İç | Klima VRV Tipi İç | Alt Yapı
104 | Ref_3 | MMD-AP0486BHP1-TR | Toshiba VRV Klima Ic Unite 10 kW | Klima İç | Klima VRV Tipi İç | Alt Yapı
104 | Ref_3 | MSZ-SF50VE3-E1 | Klima Mitsubishi SF50 Invertorlu 18.000 BTU Ic Unite | Klima İç | Klima İç | Alt Yapı
104 | Ref_4 | 52070ANA | KONTEYNER 4X4 | Sistem Odası | Sistem Odası - Konteyner | Alt Yapı
104 | Ref_4 | 52080AAC | Konteyner 2X2 | Sistem Odası | Sistem Odası - Konteyner | Alt Yapı
104 | Ref_4 | 52080AAE | Konteyner 3X2. | Sistem Odası | Sistem Odası - Konteyner | Alt Yapı
104 | Ref_4 | 52080AAG | Konteyner 4X2 | Sistem Odası | Sistem Odası - Konteyner | Alt Yapı
104 | Ref_4 | 52080AAJ | Konteyner 4X3X2,4 | Sistem Odası | Sistem Odası - Konteyner | Alt Yapı
104 | Ref_4 | 52080AAP | Konteyner 2X2 Yeni Tip Normal | Sistem Odası | Sistem Odası - Konteyner | Alt Yapı
104 | Ref_4 | 52080AAR | Konteyner 2X2 Yeni Tip Moduler | Sistem Odası | Sistem Odası - Konteyner | Alt Yapı
104 | Ref_4 | 52080AAS | Konteyner 3X2 Yeni Tip Normal | Sistem Odası | Sistem Odası - Konteyner | Alt Yapı
104 | Ref_4 | 52080AAT | Konteyner 3X2 Yeni Tip Moduler | Sistem Odası | Sistem Odası - Konteyner | Alt Yapı
104 | Ref_4 | 52080ABI | 4 CEKILI KARAVAN... | Sistem Odası | Sistem Odası - Karavan | Alt Yapı
104 | Ref_4 | 52080ABY | Konteyner 4X3X2,7 Özel Tip | Sistem Odası | Sistem Odası - Konteyner | Alt Yapı
104 | Ref_4 | 52080ACD | Sistem Odasi Konteyner 1,5x1,5 | Sistem Odası | Sistem Odası - Konteyner | Alt Yapı
104 | Ref_4 | 52080ACE | SEPERASYON 2X2 | Sistem Odası | Sistem Odası - Seperasyon | Alt Yapı
104 | Ref_4 | 52080ACF | SEPERASYON 3X2 | Sistem Odası | Sistem Odası | Alt Yapı
104 | Ref_4 | 52080ACG | SEPERASYON 2X2 Outdoor | Sistem Odası | Sistem Odası - Seperasyon | Alt Yapı
104 | Ref_4 | 52080ACH | SEPERASYON 3X2 Outdoor | Sistem Odası | Sistem Odası | Alt Yapı
104 | Ref_4 | 52080ACV | Sistem Odasi 2 X 1 | Sistem Odası | Sistem Odası | Alt Yapı
104 | Ref_4 | 52080ACY | Sistem Odası 2 X 2 | Sistem Odası | Sistem Odası | Alt Yapı
104 | Ref_4 | 52080ACZ | Sistem Odası 3 X 2 | Sistem Odası | Sistem Odası | Alt Yapı
104 | Ref_4 | 52090ACT | YER ALTI ISTASYONU KABINI (RBS 2308 ICIN) | Sistem Odası | Sistem Odası Gömme | Alt Yapı
104 | Ref_4 | 52090ACU | YER ALTI ISTASYONU KABINI (RBS 2216 ICIN) | Sistem Odası | Sistem Odası Gömme | Alt Yapı
104 | Ref_4 | 52090ADC | YER ALTI ISTASYONU KABINI (HERMETIC SHELTER 2x2) | Sistem Odası | Sistem Odası Gömme | Alt Yapı
104 | Ref_4 | KBNRMRK8MT | KABINLI RÖMORK KARAVAN-8MT | Sistem Odası | Sistem Odası - Caravan-Remörk | Alt Yapı
104 | Ref_4 | KONTEYNER OZELTIP | CONTAINER | Sistem Odası | CONTAINER | Alt Yapı
104 | Ref_5 | FAB 102 553/135 | Basic Indoor Kit -İç rack (52020ABC)(NTM 201 201/4) | İç Rack | İç Rack | Alt Yapı
104 | Ref_6 | FAB 102 554/12 | Basic Outdoor Kit -Dış Rack (52020ACC) | Dış Rack | Dış Rack | Alt Yapı
105 | Ref_1 | 02311PFF | RRU5301 for LTE 2600MHz (4*40W) | RRU | MHz_B7_2600_N4X | Enerji
105 | Ref_1 | 02311QMD | RRU5901 for LTE 1800MHz (4*40W) | RRU | MHz_B3_1800_N4X | Enerji
105 | Ref_1 | 02311TVV | RRU5309 for LTE 800M (2*60W) | RRU | MHz_B20_800_RRU X2 | Enerji
105 | Ref_1 | KRC 118 047/1 | RRUS 61 B38 | RRU | MHz_B38_RRUS | Enerji
105 | Ref_1 | KRC 118 18/6 | TRANSCEIVER/RU22; RADIO UNIT 2160 | RRU | MHz_B1_2100_RRU FU-RU | Enerji
105 | Ref_1 | KRC 118 42/2 | RRUW;01 B1 Radio Unit RBS 3418 | RRU | MHz_B1_2100_O2X Connectör Yok | Enerji
105 | Ref_1 | KRC 118 42/3 | RRUW - 01 B1 Radio Unit RBS 3418 | RRU | MHz_B1_2100_O2X Connectör Yok | Enerji
105 | Ref_1 | KRC 118 71/2 | TRANSCEIVER/RRUS 01 B8;Radio Unit (900 MHz) | RRU | MHz_B8_900_O2X | Enerji
105 | Ref_1 | KRC 118 76/1 | TRANSCEIVER/RRUS 01 B1;Radio Unit (2100 MHz) | RRU | MHz_B1_2100_O2X | Enerji
105 | Ref_1 | KRC 118 91/2 | TRANSCEIVER/RRUS 11 B20;Radio Unit- | RRU | MHz_B20_800_O2X | Enerji
105 | Ref_1 | KRC 161 262/2 | RRUS-12 900 MHz | RRU | MHz_B8_900_O2X | Enerji
105 | Ref_1 | KRC 161 297/2 | RRUS-12 2100 MHz | RRU | MHz_B1_2100_O2X | Enerji
105 | Ref_1 | KRC 161 412/1 | TRANSCEIVER/RRUS 32 B7;Radio Unit- | RRU | MHz_B7_2600_O4X | Enerji
105 | Ref_1 | KRC 161 413/1 | TRANSCEIVER/RRUS 32 B3;Radio Unit- | RRU | MHz_B3_1800_O4X | Enerji
105 | Ref_1 | KRC 161 428/1 | Radio 2217 B7;Radio Unit | RRU | MHz_B7_2600_NI2X | Enerji
105 | Ref_1 | KRC 161 444/3 | IRU 2242; Indoor Radio Unit | RRU | MHz_IRU | Enerji
105 | Ref_1 | KRC 161 495/1 | Radio 4415 B7 (2600MHz) | RRU | MHz_B7_2600_N4X | Enerji
105 | Ref_1 | KRC 161 506/1 | Radio 2203 B7 | RRU | Diğer | Enerji
105 | Ref_1 | KRC 161 549/1 | Radio 2217 B20;Radio Unit | RRU | MHz_B20_800_N2X | Enerji
105 | Ref_1 | KRC 161 619/1 | Radio 2219 B3 | RRU | MHz_B3_1800_NI2X | Enerji
105 | Ref_1 | KRC 161 622/1 | Radio 2219 B1 | RRU | MHz_B1_2100_N2X (4XSFP) | Enerji
105 | Ref_1 | KRC 161 637/1 | Radio 4415 B3 (1800MHz) | RRU | MHz_B3_1800_N4X | Enerji
105 | Ref_1 | KRC 161 668/1 | Radio 2488 B3;Radio Unit, 1800 MHz | RRU | MHz_B3_1800_Aır | Enerji
105 | Ref_1 | KRC 161 670/1 | Radio 2219 B8 | RRU | MHz_B8_900_N2X | Enerji
105 | Ref_1 | KRC 161 672/1 | Radio 2488 B1;Radio Unit, 2100 MHz | RRU | MHz_B1_2100_Aır | Enerji
105 | Ref_1 | KRC 161 777/1 | TRANSCEIVER/Radio 4480 44B1 44B3 C;Radio | RRU | MHz_B1_B3_RRU | Enerji
105 | Ref_1 | KRD 901 048/4 | AIR 2488 B3A B1A B7P - Anten | RRU | MHz_B1_B3 2100_1800_Air | Enerji
105 | Ref_2 | 25030674 | Eleltronic /Elektrik cable 600V/1000V.2x6 mm | 2x6 | Enerji_2x06 | Enerji
105 | Ref_2 | 52020BIA | H07RN-F Cable 2x6mm2 | 2x6 | Enerji_2x06 | Enerji
105 | Ref_2 | 52041ADR | HSLH Cable 2x6mm2 Halogen free | 2x6 | Enerji_2x06 | Enerji
105 | Ref_2 | 52100AHD | RBS-RECTIFIER BESLEME KABLOSU H07RN-F 2x6 mm2 | 2x6 | Enerji_2x06 | Enerji
105 | Ref_2 | TFL 281 324 | INSTALLATION CABLE/HALOGENFREE,2X6,600V | 2x6 | Enerji_2x06 | Enerji
105 | Ref_2 | TFL 492 324/100M | POWER CABLE/2X6 MM2;UL;LSOH;ALU+CU-SCREE | 2x6 | Enerji_2x06 | Enerji
105 | Ref_2 | TFL 901 17/24 | CABLE/2x6mm2 (10AWG) 600V 90C UL 10 m co- | 2x6 | Enerji_2x06 AWG | Enerji
105 | Ref_3 | 25030891 | Power Cable,300V,UL2464,5.261mm^2,2x10AWG,Black Jacket(2Cores:Blue,Black),42.5A,Shielded Outdoor Cable | 2x10 | Enerji_2x10 AWG | Enerji
105 | Ref_3 | 52020BID | H07RN-F Cable 2x10mm2 | 2x10 | Enerji_2x10 | Enerji
105 | Ref_3 | 52041ADS | HSLH Cable 2x10mm2 Halogen free | 2x10 | Enerji_2x10 | Enerji
105 | Ref_3 | TFL 281 325 | 2*10 MM2 Power Cable | 2x10 | Enerji_2x10 | Enerji
105 | Ref_3 | TFL 492 32/210U | 2 x 10mm2 - Untel DC Cable | 2x10 | Enerji_2x10 | Enerji
105 | Ref_3 | TFL 901 17/19 | CABLE/2x10mm2 (8AWG) 600V 90C UL 10m coi | 2x10 | Enerji_2x10 | Enerji
105 | Ref_4 | 25030428 | #N/A | 2x12_14_16 | #N/A | Enerji
105 | Ref_4 | 25030430 | #N/A | 2x12_14_16 | #N/A | Enerji
105 | Ref_4 | 25030533 | Wire,450/750V,227 IEC 02(RV)16mm^2,black,85A,With a package exempted from fumigating | 2x12_14_16 | Enerji_2x16 | Enerji
105 | Ref_4 | 25030535 | Wire,450/750V,227 IEC 02(RV)16mm^2,blue,85A,With a package exempted from fumigating | 2x12_14_16 | Enerji_2x16 | Enerji
105 | Ref_4 | 25030586 | Power Cable,450/750V,H07Z-K UL3386,16mm^2,blue,Low Smoke Zero Halogen Cable | 2x12_14_16 | Enerji_2x16 | Enerji
105 | Ref_4 | 25030639 | Power Cable,450/750V,H07Z-K UL3386,16mm^2,Black,Low Smoke Zero Halogen Cable | 2x12_14_16 | Enerji_2x16 | Enerji
105 | Ref_4 | 25030671 | Electronic and Electric Power Cable,300V,UL2464,3.3mm^2,2*12AWG,Black Jacket(Cores:Blue,Black),OutDoors Cable With Braiding,Only For OEM | 2x12_14_16 | Enerji_2x12 AWG | Enerji
105 | Ref_4 | 25030722 | Power Cable,450/750V,H07Z-K UL3386,16mm^2,Red,Low Smoke Zero Halogen Cable | 2x12_14_16 | Enerji_2x16 | Enerji
105 | Ref_4 | 25030750 | Power Cable,600V/1000V,N2XC2Y,2x16mm^2,Black(2Cores:Blue,Brown),107A,LSZH | 2x12_14_16 | Enerji_2x16 | Enerji
105 | Ref_4 | 52020BHM | H07RN-F Cable 2x16mm2 | 2x12_14_16 | Enerji_2x16 | Enerji
105 | Ref_4 | 52041ADT | HSLH Cable 2x16mm2 Halogen free | 2x12_14_16 | Enerji_2x16 | Enerji
105 | Ref_4 | TFL 281 322 | 2 X 14 AWG (2X2.5 MM) POWER CABLE | 2x12_14_16 | Enerji_2x02.5 AWG | Enerji
105 | Ref_4 | TFL 281 326 | INSTALLATION CABLE | 2x12_14_16 | DC Kablo | Enerji
105 | Ref_4 | TFL 492 32/206U | 2 x 6mm2 Untel DC Cable | 2x12_14_16 | Enerji_2x16 | Enerji
105 | Ref_4 | TFL 492 32/216U | 2 x 16mm2 - Untel DC Cable | 2x12_14_16 | Enerji_2x16 | Enerji
105 | Ref_5 | 25030638 | Power Cable,450/750V,H07Z-K UL3386,25mm^2,Black,Low Smoke Zero Halogen Cable(per meter) | 2x25 | Enerji_2x25 | Enerji
105 | Ref_5 | 25030719 | Power Cable,450/750V,H07Z-K UL3386,25mm^2,Red,Low Smoke Zero Halogen Cable(per meter) | 2x25 | Enerji_2x25 | Enerji
105 | Ref_5 | 52020BHN | H07RN-F Cable 2x25mm2 | 2x25 | Enerji_2x25 | Enerji
105 | Ref_5 | 52020BKY | H07RC4N-F CABLE 2x25 mm2 | 2x25 | Enerji_2x25 | Enerji
105 | Ref_5 | 52041ADU | HSLH Cable 2x25mm2 Halogen free | 2x25 | Enerji_2x25 | Enerji
105 | Ref_5 | TFL 492 32/225U | 2 x 25mm2 - Untel DC Cable | 2x25 | Enerji_2x25 | Enerji
105 | Ref_6 | TFL 492 32/235U | H07RN-F Cable 2x35mm2 | 2x35 DC Kablo | Enerji_2x35_TFL | Enerji
106 | Ref_1 | 52090ADM | RRU DC ENERJI DAGITIM PANOSU | RRU DC Pano | DC PANO RRU | Enerji
106 | Ref_1 | 52090AFT | RRU DC ENERJI DAGITIM PANOSU V2 | RRU DC Pano | DC PANO RRU | Enerji
106 | Ref_1 | 52092AFT | OUTDOOR RRU DC ENERJI DAGITIM PANOSU V3 | RRU DC Pano | DC PANO RRU OUTDOOR | Enerji
106 | Ref_2 | 52020BHN | H07RN-F Cable 2x25mm2 | 2x25 DC Kablo | Enerji_2x25 | Enerji
106 | Ref_2 | 52020BKY | H07RC4N-F CABLE 2x25 mm2 | 2x25 DC Kablo | Enerji_2x25 | Enerji
106 | Ref_2 | 52041ADU | HSLH Cable 2x25mm2 Halogen free | 2x25 DC Kablo | Enerji_2x25 | Enerji
106 | Ref_2 | TFL 492 32/225U | 2 x 25mm2 - Untel DC Cable | 2x25 DC Kablo | Enerji_2x25 | Enerji
107 | Ref_01 | 51120AAS | 20U Transmisyon Kabineti (Turkcell Tipi) | TN Cati | TN RACK 20U | Enerji
107 | Ref_01 | 51120AAU | 20U Transmisyon Kabineti (DDF ve Sigorta Paneli uzerinde takılı) | TN Cati | TN RACK 20U | Enerji
107 | Ref_01 | 51120ABD | TAN Rack 19" 42U 60 x 80 cm | TN Cati | TN Rack 42U | Enerji
107 | Ref_01 | 51130AHO | 42U Transmisyon Kabineti | TN Cati | TN RACK 42U | Enerji
107 | Ref_01 | 51130AIL | 35U Turkcell tipi Transmisyon Çatısı | TN Cati | TN RACK 35U | Enerji
107 | Ref_01 | SRV42U | 42U 600x1000mm. Server Kabin, ESTAP | TN Cati | TN Rack 42U | Enerji
107 | Ref_01 | ZZZ 1016908 | Transmisyon Kabineti 35 U (kapalı tip) (51130AIL ile isteyin) | TN Cati | TN RACK 35U | Enerji
107 | Ref_01 | ZZZ 1016911 | Transmisyon Kabineti 42 U (kapalı tip) | TN Cati | TN RACK 42U | Enerji
107 | Ref_01 | ZZZ 101692 | 42U Turkcell tipi transmisyon çatısı (51130AHO) | TN Cati | TN Rack 42U | Enerji
107 | Ref_1 | 52090AAP | POWERBOX 220V RÖLESİZ | Power Box | Power Box | Enerji
107 | Ref_1 | 52090ADO | POWERBOX 220V RÖLELİ VERSİYON2 | Power Box | Power Box | Enerji
107 | Ref_1 | 52090ADP | POWERBOX 220V RÖLESİZ VERSİYON2 | Power Box | Power Box | Enerji
107 | Ref_1 | 52090PWR | POWERBOX 220V VERSİYON4 | Power Box | Power Box | Enerji
107 | Ref_1 | 52091ADP | POWERBOX 220V ROLESIZ VERSIYON3 | Power Box | Power Box | Enerji
107 | Ref_1 | 52100ADD | POWERBOX 220V RÖLELİ | Power Box | Power Box | Enerji
107 | Ref_1 | 52100ADI | ROLELI RECTIFIER POWERBOX | Power Box | Power Box | Enerji
107 | Ref_1 | 52100ADS | ROLESIZ RECTIFIER POWERBOX | Power Box | Power Box | Enerji
107 | Ref_1 | PWRBR | POWERBOX ROLELİ | Power Box | Power Box | Enerji
107 | Ref_2 | 52100AHE | RECTIFIER BESLEME KABLOSU YVV (NYY) 4x6 mm2 | 4x6 AC Kablo | Şebeke_4x06 | Enerji
108 | Ref_1 | 25030537 | Wire,450/750V,227 IEC 02(RV)25mm^2,black,110A,With a package exempted from fumigating | AC Kablo | Ac Power 2x25 | Enerji
108 | Ref_1 | 5000ALU | 4X35 MM ALUMINYUM ENERJI KABLOSU (NA2XFGY) | AC Kablo | Şebeke_4x35 Aluminyum | Enerji
108 | Ref_1 | 5001ALU | 4X50 MM ALUMINYUM ENERJI KABLOSU (NA2XFGY) | AC Kablo | Şebeke_4x50 Aluminyum | Enerji
108 | Ref_1 | 5003ALU | 4X95 MM ALUMINYUM ENERJI KABLOSU (NA2XFGY) | AC Kablo | 4x95 Aliminyum | Enerji
108 | Ref_1 | 5004ALU | 4X120 MM ALUMINYUM ENERJI KABLOSU (NA2XFGY) | AC Kablo | Şebeke_4x120 Aluminyum | Enerji
108 | Ref_1 | 5005ALU | 4X150 MM ALUMINYUM ENERJI KABLOSU (NA2XFGY) | AC Kablo | 4x150 Aliminyum | Enerji
108 | Ref_1 | 52100ABD | CELIK ZIRHLI KABLO NYFGBY 3x70 mm2 | AC Kablo | Şebeke_3x70 | Enerji
108 | Ref_1 | 52100ABE | CELIK ZIRHLI KABLO NYFGBY 3x90 mm2 | AC Kablo | Şebeke_3x90 | Enerji
108 | Ref_1 | 52100ABF | CELIK ZIRHLI KABLO NYFGBY 3x50 mm2 | AC Kablo | Şebeke_3x50 | Enerji
108 | Ref_1 | 52100AHE | RECTIFIER BESLEME KABLOSU YVV (NYY) 4x6 mm2 | AC Kablo | Şebeke_4x06 | Enerji
108 | Ref_1 | 52100AHU | CELIK ZIRHLI KABLO NYFGBY 4x10 mm2 | AC Kablo | Şebeke_4x10 | Enerji
108 | Ref_1 | 52100AHV | CELIK ZIRHLI KABLO NYFGBY 4x16 mm2 | AC Kablo | Şebeke_4x16 | Enerji
108 | Ref_1 | 52100AHY | HALOJENSIZ KABLO N2XH 4x10 mm2 | AC Kablo | Şebeke_4x10 | Enerji
108 | Ref_1 | 52100AHZ | HALOJENSIZ KABLO N2XH 4x16 mm2 | AC Kablo | Şebeke_4x16 | Enerji
108 | Ref_1 | 52100AJB | CELIK ZIRHLI KABLO NYFGBY 4x35 mm2 | AC Kablo | Şebeke_4x35 | Enerji
108 | Ref_1 | 52100AKA | CELIK ZIRHLI KABLO NYFGBY 4x25 mm2 | AC Kablo | Şebeke_4x25 | Enerji
108 | Ref_1 | 52100AKF | HALOJENSIZ KABLO N2XH 4x25 mm2 | AC Kablo | Şebeke_4x25 | Enerji
108 | Ref_1 | 52100ALM | 3X150/70_YAVZ3V-R (NAYFGY) | AC Kablo | Şebeke_3x150 | Enerji
108 | Ref_2 | 25030428 | #N/A | DC Kablo | #N/A | Enerji
108 | Ref_2 | 25030430 | #N/A | DC Kablo | #N/A | Enerji
108 | Ref_2 | 25030533 | Wire,450/750V,227 IEC 02(RV)16mm^2,black,85A,With a package exempted from fumigating | DC Kablo | Enerji_2x16 | Enerji
108 | Ref_2 | 25030535 | Wire,450/750V,227 IEC 02(RV)16mm^2,blue,85A,With a package exempted from fumigating | DC Kablo | Enerji_2x16 | Enerji
108 | Ref_2 | 25030586 | Power Cable,450/750V,H07Z-K UL3386,16mm^2,blue,Low Smoke Zero Halogen Cable | DC Kablo | Enerji_2x16 | Enerji
108 | Ref_2 | 25030638 | Power Cable,450/750V,H07Z-K UL3386,25mm^2,Black,Low Smoke Zero Halogen Cable(per meter) | DC Kablo | Enerji_2x25 | Enerji
108 | Ref_2 | 25030639 | Power Cable,450/750V,H07Z-K UL3386,16mm^2,Black,Low Smoke Zero Halogen Cable | DC Kablo | Enerji_2x16 | Enerji
108 | Ref_2 | 25030671 | Electronic and Electric Power Cable,300V,UL2464,3.3mm^2,2*12AWG,Black Jacket(Cores:Blue,Black),OutDoors Cable With Braiding,Only For OEM | DC Kablo | Enerji_2x12 AWG | Enerji
108 | Ref_2 | 25030674 | Eleltronic /Elektrik cable 600V/1000V.2x6 mm | DC Kablo | Enerji_2x06 | Enerji
108 | Ref_2 | 25030719 | Power Cable,450/750V,H07Z-K UL3386,25mm^2,Red,Low Smoke Zero Halogen Cable(per meter) | DC Kablo | Enerji_2x25 | Enerji
108 | Ref_2 | 25030722 | Power Cable,450/750V,H07Z-K UL3386,16mm^2,Red,Low Smoke Zero Halogen Cable | DC Kablo | Enerji_2x16 | Enerji
108 | Ref_2 | 25030750 | Power Cable,600V/1000V,N2XC2Y,2x16mm^2,Black(2Cores:Blue,Brown),107A,LSZH | DC Kablo | Enerji_2x16 | Enerji
108 | Ref_2 | 25030891 | Power Cable,300V,UL2464,5.261mm^2,2x10AWG,Black Jacket(2Cores:Blue,Black),42.5A,Shielded Outdoor Cable | DC Kablo | Enerji_2x10 AWG | Enerji
108 | Ref_2 | 52020BHM | H07RN-F Cable 2x16mm2 | DC Kablo | Enerji_2x16 | Enerji
108 | Ref_2 | 52020BHN | H07RN-F Cable 2x25mm2 | DC Kablo | Enerji_2x25 | Enerji
108 | Ref_2 | 52020BIA | H07RN-F Cable 2x6mm2 | DC Kablo | Enerji_2x06 | Enerji
108 | Ref_2 | 52020BID | H07RN-F Cable 2x10mm2 | DC Kablo | Enerji_2x10 | Enerji
108 | Ref_2 | 52020BKY | H07RC4N-F CABLE 2x25 mm2 | DC Kablo | Enerji_2x25 | Enerji
108 | Ref_2 | 52041ADR | HSLH Cable 2x6mm2 Halogen free | DC Kablo | Enerji_2x06 | Enerji
108 | Ref_2 | 52041ADS | HSLH Cable 2x10mm2 Halogen free | DC Kablo | Enerji_2x10 | Enerji
108 | Ref_2 | 52041ADT | HSLH Cable 2x16mm2 Halogen free | DC Kablo | Enerji_2x16 | Enerji
108 | Ref_2 | 52041ADU | HSLH Cable 2x25mm2 Halogen free | DC Kablo | Enerji_2x25 | Enerji
108 | Ref_2 | 52100AHD | RBS-RECTIFIER BESLEME KABLOSU H07RN-F 2x6 mm2 | DC Kablo | Enerji_2x06 | Enerji
108 | Ref_2 | TFL 281 322 | 2 X 14 AWG (2X2.5 MM) POWER CABLE | DC Kablo | Enerji_2x02.5 AWG | Enerji
108 | Ref_2 | TFL 281 324 | INSTALLATION CABLE/HALOGENFREE,2X6,600V | DC Kablo | Enerji_2x06 | Enerji
108 | Ref_2 | TFL 281 325 | 2*10 MM2 Power Cable | DC Kablo | Enerji_2x10 | Enerji
108 | Ref_2 | TFL 281 326 | INSTALLATION CABLE | DC Kablo | DC Kablo | Enerji
108 | Ref_2 | TFL 492 32/206U | 2 x 6mm2 Untel DC Cable | DC Kablo | Enerji_2x16 | Enerji
108 | Ref_2 | TFL 492 32/210U | 2 x 10mm2 - Untel DC Cable | DC Kablo | Enerji_2x10 | Enerji
108 | Ref_2 | TFL 492 32/216U | 2 x 16mm2 - Untel DC Cable | DC Kablo | Enerji_2x16 | Enerji
108 | Ref_2 | TFL 492 32/225U | 2 x 25mm2 - Untel DC Cable | DC Kablo | Enerji_2x25 | Enerji
108 | Ref_2 | TFL 492 32/235U | H07RN-F Cable 2x35mm2 | DC Kablo | Enerji_2x35_TFL | Enerji
108 | Ref_2 | TFL 492 324/100M | POWER CABLE/2X6 MM2;UL;LSOH;ALU+CU-SCREE | DC Kablo | Enerji_2x06 | Enerji
108 | Ref_2 | TFL 901 17/19 | CABLE/2x10mm2 (8AWG) 600V 90C UL 10m coi | DC Kablo | Enerji_2x10 | Enerji
108 | Ref_2 | TFL 901 17/24 | CABLE/2x6mm2 (10AWG) 600V 90C UL 10 m co- | DC Kablo | Enerji_2x06 AWG | Enerji
109 | Ref_1 | 52020ABA | 1/2 FEEDER | 1/2 Feeder | Feeder 1/2 | Feeder
109 | Ref_1 | 52020BEZ | 1/2 FEEDER CABLE, FIRE RETARDANT | 1/2 Feeder | Feeder 1/2 | Feeder
109 | Ref_2 | 52020BEE | TX - 7/16 Type LCF 1/2 Connector male | Connector | Connector 7/16 Type LCF 1/2 Male | Feeder
109 | Ref_2 | 52020BEI | CONNECTOR FOR 1/2 FEEDER, 7/16, FEMALE | Connector | Connector 1/2 Feeder 7/16 Female (Ek Konnnekötr) | Feeder
109 | Ref_2 | 52020BEJ | CONNECTOR FOR 1/2 FEEDER, 7/16, MALE,90 Degree | Connector | Connector 1/2 Feeder 7/16 Male L | Feeder
109 | Ref_3 | 52020BEO | CONNECTOR N TYPE MALE RIGHT ANGLE FOR 1/2 | Indoor Connecktör | Connector 1/2 Male L ( İndoor Anten & Splitter Konnektörü) | Feeder
109 | Ref_3 | 52020BEY | Connector for 1/2" RF cable N-male | Indoor Connecktör | Connector 1/2 N Tipi Male ( İndoor Anten & Splitter Konnektörü) | Feeder
109 | Ref_4 | NTM 201 215/2 | Feeder Clamp Set 2 li 1/2 Inch | 2'li Clamp | Clamp 1/2 | Feeder
109 | Ref_5 | NTM 201 215/3 | Feeder Clamp Set 3 lü 1/2 Inch | 3'lü Clamp | Clamp 1/2 | Feeder
109 | Ref_6 | NGT 901 09/1 | Earthing Set Feeder Cable 1/2 Inch, | Dış Toprak | Feeder Dış Toprak 1/2 | Feeder
110 | Ref_1 | 52020AAU | 7/8 FEEDER | 7/8 Feeder | Feeder 7/8 | Feeder
110 | Ref_1 | 52020BFB | 7/8 FEEDER CABLE, FIRE RETARDANT | 7/8 Feeder | Feeder 7/8 | Feeder
110 | Ref_1 | 52020BIL | 7/8 inch FEEDER LOW-LOSS | 7/8 Feeder | Feeder 7/8 | Feeder
110 | Ref_2 | 52020BAC | CONNECTOR FOR 7/8 FEEDER, N TYPE MALE | Connector | Connector 7/8 Feeder N Tipi Male | Feeder
110 | Ref_2 | 52020BAD | CONNECTOR FOR 7/8 FEEDER, N TYPE MALE 90 degree | Connector | Connector 7/8 Feeder N Tipi Male L ( İndoor ) BEY 1/2 BEY | Feeder
110 | Ref_2 | 52020BEF | FEEDER CONNECTOR 7/8 INCH | Connector | Connector 7/8 İnch | Feeder
110 | Ref_2 | 52020BET | CONNECTOR FOR 7/8 FEEDER, N TYPE MALE | Connector | Connector 7/8 N Tpye Male | Feeder
110 | Ref_2 | 52020BEV | CONNECTOR FOR 7/8 FEEDER, N TYPE FEMALE | Connector | Connector 7/8 N Tpye Female, (İndoor) | Feeder
110 | Ref_2 | 52020BFC | CONNECTOR FOR 7/8 FEEDER, 7-16 TYPE FEMALE | Connector | Connector 7/8 - 7/16 Female | Feeder
110 | Ref_2 | 52020BFD | ADAPTOR FOR 7/8 FEEDER 7-16 TYPE FEMALE-FEMALE | Connector | Connector 7/8 - 7/16 Female-Female Adaptör | Feeder
110 | Ref_2 | 52020BJI | N(M) Connector for 7/8" feeder | Connector | Connectör 7/8 ( İndoor) | Feeder
110 | Ref_2 | 52030AGG | PST 1/2" - 7/8" Splice (Ek | Connector | Connector PST 1/2 - 7/8 Adaptör | Feeder
110 | Ref_2 | BN 70 67 40 | N Mal efor LCF 7/8 Connector | Connector | Connector N Tipi Male LCF 7/8 | Feeder
110 | Ref_2 | BN 72 12 83 | N Male To LCF 7/8. | Connector | Connectör 7/8 ( İndoor) | Feeder
110 | Ref_2 | BN 84 48 68 | 7/16 Type LCF 7/8 Connector | Connector | Connector 7/16 Type LCF 7/8 | Feeder
110 | Ref_2 | BN 84 63 40 | CONNECTOR N TYPE FEMALE for LCF/UCF 78-50 | Connector | Connector N Tipi Female LCF/UCF 78/50 | Feeder
110 | Ref_3 | 6/NTM 201 230/2 | Feeder Clamp Set 2 li 7/8 Inch | Clamp | Clamp 7/8 | Feeder
110 | Ref_3 | 6/NTM 201 230/3 | Feeder Clamp Set 3 lü 7/8 Inch | Clamp | Clamp 7/8 | Feeder
110 | Ref_4 | NTM 201 219/1 | EARTHING SET INDOOR 7/8 AND 1 1/4 INCH | İç Toprak | Feeder İç Toprak 7/8 | Feeder
110 | Ref_5 | NGT 901 09/2 | Earting set for 7/8 Antenna feeder outdoor | Dış Toprak | Feeder Dış Toprak 7/8 | Feeder
111 | Ref_1 | 52070AOY | Klima Daikin FTXB50B Invertorlu 18.000 BTU Ic Unite | DAIKIN Klima İç | Klima İç | Klima
111 | Ref_2 | 52070AOZ | Klima Daikin FTXB50B Invertorlu 18.000 BTU Dis Unite | Klima Dış | Klima Dış | Klima
112 | Ref_1 | 52070ADH | Klima Split İç Ünite 7 KW Carrier | GENERAL-CARIER Klima İç | Klima İç | Klima
112 | Ref_2 | 52070ADG | Klima Split Dış Ünite 7 KW Carrier | Klima Dış | Klima Dış | Klima
113 | Ref_1 | 52070ACV | Klima BEKO 24.000 btu split iç ünite (7800D) | LG-BEKO Klima İç | Klima İç | Klima
113 | Ref_1 | 52070AEI | Klima 24000 BTU Split (BEKO) İç Unite | LG-BEKO Klima İç | Klima İç | Klima
113 | Ref_1 | 52070AFA | Klima LG-BEKO 7780 TCLL Invertorlu 18.000 BTU Ic Unite | LG-BEKO Klima İç | Klima İç | Klima
113 | Ref_2 | 52070ACU | Klima BEKO 24.000 btu split dış ünite (7801D) | Klima Dış | Klima Dış | Klima
113 | Ref_2 | 52070AEH | Klima 24000 BTU Split (BEKO) Dış Unite | Klima Dış | Klima Dış | Klima
113 | Ref_2 | 52070AFB | Klima LG-BEKO 7781 TCLL Invertorlu 18.000 BTU Dis Unite | Klima Dış | Klima Dış | Klima
114 | Ref_1 | 52070AFF | Klima Toshiba Invertorlu 22.000 BTU Ic Unite | TOSHiBA Klima İç | Klima İç | Klima
114 | Ref_2 | 52070AFG | Klima Toshiba Invertorlu 22.000 BTU Dis Unite | Klima Dış | Klima Dış | Klima
115 | Ref_1 | 20233408_IC | PLAZMA INVERTER 18 A++ IC UNITE | VESTEL 1800 Klima İç | Klima İç | Klima
115 | Ref_1 | 20233744_IC | Klima Vestel 20233744 Nature Plus Inverter 18.000 BTU Ic Unite | VESTEL 1800 Klima İç | Klima İç | Klima
115 | Ref_1 | 52070APA | Klima Vestel 20233629 Invertorlu 18.000 BTU Ic Unite | VESTEL 1800 Klima İç | Klima İç | Klima
115 | Ref_2 | 20233408_DIS | PLAZMA INVERTER 18 A++ DIS UNITE | Klima Dış | Klima Dış | Klima
115 | Ref_2 | 20233744_DIS | Klima Vestel 20233744 Nature Plus Inverter 18.000 BTU Dis Unite | Klima Dış | Klima Dış | Klima
115 | Ref_2 | 52070APB | Klima Vestel 20233629 Invertorlu 18.000 BTU Dis Unite | Klima Dış | Klima Dış | Klima
116 | Ref_1 | 52070AEY | Klima Zibro S1753 Invertorlu 18.000 BTU Ic Unite | ZIBRO Klima İç | Klima İç | Klima
116 | Ref_1 | 52070AFI | Klima Zibro S2053 Invertorlu 18.000 BTU Ic Unite | ZIBRO Klima İç | Klima İç | Klima
116 | Ref_1 | 52070AFU | Klima Zibro S6550 Invertorlu 18.000 BTU Ic Unite | ZIBRO Klima İç | Klima İç | Klima
116 | Ref_1 | 52070AJR | Klima Zibro SP7550 Invertorlu 18.000 BTU Ic Unite | ZIBRO Klima İç | Klima İç | Klima
116 | Ref_1 | 52070AOT | Klima Zibro S6650 Invertorlu 18.000 BTU Ic Unite | ZIBRO Klima İç | Klima İç | Klima
116 | Ref_2 | 52070AEZ | Klima Zibro S1753 Invertorlu 18.000 BTU Dis Unite | Klima Dış | Klima Dış | Klima
116 | Ref_2 | 52070AFJ | Klima Zibro S2053 Invertorlu 18.000 BTU Dıs Unite | Klima Dış | Klima Dış | Klima
116 | Ref_2 | 52070AFV | Klima Zibro S6550 Invertorlu 18.000 BTU Dis Unite | Klima Dış | Klima Dış | Klima
116 | Ref_2 | 52070AJS | Klima Zibro SP7550 Invertorlu 18.000 BTU Dis Unite | Klima Dış | Klima Dış | Klima
116 | Ref_2 | 52070AOU | Klima Zibro S6650 Invertorlu 18.000 BTU Dis Unite | Klima Dış | Klima Dış | Klima
117 | Ref_1 | 20233898_IC | VESTEL FLORA INVERTER KLIMA 24 A++ IC UNITE | VESTEL 24000 Klima İç | Klima İç | Klima
117 | Ref_1 | 20233995_IC | Klima Vestel 20233995 T-FLORA INVERTER 24 A++_IC Unite | VESTEL 24000 Klima İç | Klima İç | Klima
117 | Ref_1 | 20234275_IC | Klima Vestel 20234275 T-FLORA INVERTER 24 A++ _IC UNITE DISTAN BESLEMELI | VESTEL 24000 Klima İç | Klima İç | Klima
117 | Ref_2 | 20233898_DIS | VESTEL FLORA INVERTER KLIMA 24 A++ DIS UNITE | Klima Dış | Klima Dış | Klima
117 | Ref_2 | 20233995_DIS | Klima Vestel 20233995 T-FLORA INVERTER 24 A++_DIS UNITE | Klima Dış | Klima Dış | Klima
117 | Ref_2 | 20234275_DIS | Klima Vestel 20234275 T-FLORA INVERTER 24 A++ _DIS UNITE DISTAN BESLEMELI | Klima Dış | Klima Dış | Klima
118 | Ref_1 | 52050AAV | Kule 10 M | Kule | Kule | Kule
118 | Ref_1 | 52050AAY | Kule 15 M. | Kule | Kule | Kule
118 | Ref_1 | 52050AAZ | Kule 20 M. | Kule | Kule | Kule
118 | Ref_1 | 52050ABB | Kule 30 M | Kule | Kule | Kule
118 | Ref_1 | 52050ABC | Kule 35 M | Kule | Kule | Kule
118 | Ref_1 | 52050ABD | Kule 40 M | Kule | Kule | Kule
118 | Ref_1 | 52050ABE | Kule 45 M | Kule | Kule | Kule
118 | Ref_1 | 52050ABF | Kule 50 M | Kule | Kule | Kule
118 | Ref_1 | 52050ABG | Kule 55 M | Kule | Kule | Kule
118 | Ref_1 | 52050ABH | Kule 60 M. | Kule | Kule | Kule
118 | Ref_1 | 52050ABJ | Kule 70 M | Kule | Kule | Kule
118 | Ref_1 | 52050ACD | Kule Monopol 12 metre | Kule | Kule Monopol | Kule
118 | Ref_1 | 52050ACE | Kule Monopol 18 metre | Kule | Kule Monopol | Kule
118 | Ref_1 | 52050ACF | Kule Monopol 24 metre | Kule | Kule Monopol | Kule
118 | Ref_1 | 52050ACK | Kule 7 M Poligon. | Kule | Kule Poligon | Kule
118 | Ref_1 | 52050AEA | Kule Totem (10-20 metre arasi) | Kule | Kule Totem | Kule
118 | Ref_1 | 52050AEB | Kule Totem (20 metreden buyuk) | Kule | Kule Totem | Kule
118 | Ref_1 | 52050AFC | Kule TR Kafes 42 M | Kule | Kule Kafes | Kule
118 | Ref_1 | 52050AFD | Kule TR Kafes 48 M | Kule | Kule Kafes | Kule
118 | Ref_1 | 52050AFE | Kule TR Kafes 50 M | Kule | Kule Kafes | Kule
118 | Ref_1 | 52050AFG | Kule TR Kafes 60 M | Kule | Kule Kafes | Kule
118 | Ref_1 | 52050AFI | Kule TR Kafes 70 M | Kule | Kule Kafes | Kule
118 | Ref_1 | 52050ATB | Kule TR Poligon 40 M | Kule | Kule Poligon | Kule
118 | Ref_1 | 52050ATC | Kule TR Poligon 50 M | Kule | Kule Poligon | Kule
118 | Ref_1 | BELIRSIZ POLIGON KULE | Poligon Kule | Kule | Kule Poligon | Kule
118 | Ref_1 | GT1001 | 10m 130x3,5 Kafes Kule | Kule | Kule Kafes | Kule
118 | Ref_1 | GT1002 | 15m 130x3,5 Kafes Kule | Kule | Kule Kafes | Kule
118 | Ref_1 | GT1003 | 20m 130x3,5 Kafes Kule | Kule | Kule Kafes | Kule
118 | Ref_1 | GT1004 | 25m 130x3,5 Kafes Kule | Kule | Kule Kafes | Kule
118 | Ref_1 | GT1005 | 30m 130x3,5 Kafes Kule | Kule | Kule Kafes | Kule
118 | Ref_1 | GT1006 | 35m 130x3,5 Kafes Kule | Kule | Kule Kafes | Kule
118 | Ref_1 | GT1007 | 40m 130x3,5 Kafes Kule | Kule | Kule Kafes | Kule
118 | Ref_1 | GT1008 | 45m 130x3,5 Kafes Kule | Kule | Kule Kafes | Kule
118 | Ref_1 | GT1009 | 50m 130x3,5 Kafes Kule | Kule | Kule Kafes | Kule
118 | Ref_1 | GT1010 | 55m 130x3,5 Kafes Kule | Kule | Kule Kafes | Kule
118 | Ref_1 | GT1011 | 60m 130x3,5 Kafes Kule | Kule | Kule Kafes | Kule
118 | Ref_1 | GT1013 | 70m 130x3,5 Kafes Kule | Kule | Kule Kafes | Kule
118 | Ref_1 | GT1014 | 75m 130x3,5 Kafes Kule | Kule | Kule Kafes | Kule
118 | Ref_1 | GT1015 | 80m 130x3,5 Kafes Kule | Kule | Kule Kafes | Kule
118 | Ref_1 | GT1017 | 90m 130x3,5 Kafes Kule | Kule | Kule Kafes | Kule
118 | Ref_1 | GT1018 | 95m 130x3,5 Kafes Kule | Kule | Kule Kafes | Kule
118 | Ref_1 | GT1019 | 100m 130x3,5 Kafes Kule | Kule | Kule Kafes | Kule
118 | Ref_1 | GT1025 | 20m 130x5 Ecotower | Kule | Kule Ecotower | Kule
118 | Ref_1 | GT1026 | 15m 130x5 Kafes Kule | Kule | Kule Kafes | Kule
118 | Ref_1 | GT1028 | 25m 130x5 Kafes Kule | Kule | Kule Kafes | Kule
118 | Ref_1 | GT1029 | 30m 130x5 Kafes Kule | Kule | Kule Kafes | Kule
118 | Ref_1 | GT1030 | 35m 130x5 Kafes Kule | Kule | Kule Kafes | Kule
118 | Ref_1 | GT1031 | 40m 130x5 Kafes Kule | Kule | Kule Kafes | Kule
118 | Ref_1 | GT1033 | 50m 130x5 Kafes Kule | Kule | Kule Kafes | Kule
118 | Ref_1 | GT1035 | 60m 130x5 Kafes Kule | Kule | Kule Kafes | Kule
118 | Ref_1 | GT1037 | 70m 130x5 Kafes Kule | Kule | Kule Kafes | Kule
118 | Ref_1 | GT1039 | 80m 130x5 Kafes Kule | Kule | Kule Kafes | Kule
118 | Ref_1 | GT1041 | 90m 130x5 Kafes Kule | Kule | Kule Kafes | Kule
118 | Ref_1 | GT1043 | 100m 130x5 Kafes Kule | Kule | Kule Kafes | Kule
118 | Ref_1 | GT1044 | 20m 130x7 Kafes Kule | Kule | Kule Kafes | Kule
118 | Ref_1 | GT1046 | 30m 130x7 Kafes Kule | Kule | Kule Kafes | Kule
118 | Ref_1 | GT1047 | 35m 130x7 Kafes Kule | Kule | Kule Kafes | Kule
118 | Ref_1 | GT1048 | 40m 130x7 Kafes Kule | Kule | Kule Kafes | Kule
118 | Ref_1 | GT1050 | 50m 130x7 Kafes Kule | Kule | Kule Kafes | Kule
118 | Ref_1 | GT1054 | 70m 130x7 Kafes Kule | Kule | Kule Kafes | Kule
118 | Ref_1 | GT1062 | 25m 130x10 Kafes Kule | Kule | Kule Kafes | Kule
118 | Ref_1 | GT1063 | 30m 130x10 Kafes Kule | Kule | Kule Kafes | Kule
118 | Ref_1 | GT1064 | 35m 130x10 Kafes Kule | Kule | Kule Kafes | Kule
118 | Ref_1 | GT1065 | 40m 130x10 Kafes Kule | Kule | Kule Kafes | Kule
118 | Ref_1 | GT1067 | 50m 130x10 Kafes Kule | Kule | Kule Kafes | Kule
118 | Ref_1 | GT1069 | 60m 130x10 Kafes Kule | Kule | Kule Kafes | Kule
118 | Ref_1 | GT1072 | 75m 130x10 Kafes Kule | Kule | Kule Kafes | Kule
118 | Ref_1 | GT1075 | 90m 130x10 Kafes Kule | Kule | Kule Kafes | Kule
118 | Ref_1 | GT1080 | 25m 130x12 Kafes Kule | Kule | Kule Kafes | Kule
118 | Ref_1 | GT1081 | 30m 130x12 Kafes Kule | Kule | Kule Kafes | Kule
118 | Ref_1 | GT1082 | 35m 130x12 Kafes Kule | Kule | Kule Kafes | Kule
118 | Ref_1 | GT1083 | 40m 130x12 Kafes Kule | Kule | Kule Kafes | Kule
118 | Ref_1 | GT1085 | 50m 130x12 Kafes Kule | Kule | Kule Kafes | Kule
118 | Ref_1 | GT1087 | 60m 130x12 Kafes Kule | Kule | Kule Kafes | Kule
118 | Ref_1 | GT1094 | 95m 130x12 Kafes Kule | Kule | Kule Kafes | Kule
118 | Ref_1 | GT1114 | 20m 160x3,5 Kafes Kule | Kule | Kule Kafes | Kule
118 | Ref_1 | GT1115 | 25m 160x3,5 Kafes Kule | Kule | Kule Kafes | Kule
118 | Ref_1 | GT1116 | 30m 160x3,5 Kafes Kule | Kule | Kule Kafes | Kule
118 | Ref_1 | GT1118 | 40m 160x3,5 Kafes Kule | Kule | Kule Kafes | Kule
118 | Ref_1 | GT1120 | 50m 160x3,5 Kafes Kule | Kule | Kule Kafes | Kule
118 | Ref_1 | GT1124 | 70m 160x3,5 Kafes Kule | Kule | Kule Kafes | Kule
118 | Ref_1 | GT1126 | 80m 160x3,5 Kafes Kule | Kule | Kule Kafes | Kule
118 | Ref_1 | GT1129 | 95m 160x3,5 Kafes Kule | Kule | Kule Kafes | Kule
118 | Ref_1 | GT1130 | 100m 160x3,5 Kafes Kule | Kule | Kule Kafes | Kule
118 | Ref_1 | GT1131 | 15m 160x5 Kafes Kule | Kule | Kule Kafes | Kule
118 | Ref_1 | GT1132 | 20m 160x5 Kafes Kule | Kule | Kule Kafes | Kule
118 | Ref_1 | GT1133 | 25m 160x5 Kafes Kule | Kule | Kule Kafes | Kule
118 | Ref_1 | GT1134 | 30m 160x5 Kafes Kule | Kule | Kule Kafes | Kule
118 | Ref_1 | GT1135 | 35m 160x5 Kafes Kule | Kule | Kule Kafes | Kule
118 | Ref_1 | GT1136 | 40m 160x5 Kafes Kule | Kule | Kule Kafes | Kule
118 | Ref_1 | GT1138 | 50m 160x5 Kafes Kule | Kule | Kule Kafes | Kule
118 | Ref_1 | GT1140 | 60m 160x5 Kafes Kule | Kule | Kule Kafes | Kule
118 | Ref_1 | GT1142 | 70m 160x5 Kafes Kule | Kule | Kule Kafes | Kule
118 | Ref_1 | GT1166 | 30m 160x9 Kafes Kule | Kule | Kule Kafes | Kule
118 | Ref_1 | GT1168 | 50m 160x9 Kafes Kule | Kule | Kule Kafes | Kule
118 | Ref_1 | GT1169 | 70m 160x9 Kafes Kule | Kule | Kule Kafes | Kule
118 | Ref_1 | GT1170 | 75m 160x9 Kafes Kule | Kule | Kule Kafes | Kule
118 | Ref_1 | GT1176 | 40m 160x10 Kafes Kule | Kule | Kule Kafes | Kule
118 | Ref_1 | GT1182 | 70m 160x10 Kafes Kule | Kule | Kule Kafes | Kule
118 | Ref_1 | GT1188 | 100m 160x10 Kafes Kule | Kule | Kule Kafes | Kule
118 | Ref_1 | GT1203 | #N/A | Kule | #N/A | Kule
118 | Ref_1 | GT1246 | 24m 130x5 Monopol Kule | Kule | Kule Monopol | Kule
118 | Ref_1 | GT1256 | 36m 130x10 Monopol Kule | Kule | Kule Monopol | Kule
118 | Ref_1 | GT1264 | 18m 160x10 Monopol Kule | Kule | Kule Monopol | Kule
118 | Ref_1 | GT1268 | 12m 180x3,25 Monopol Kule | Kule | Kule Monopol | Kule
118 | Ref_1 | GT1269 | 18m 180x3,25 Monopol Kule | Kule | Kule Monopol | Kule
118 | Ref_1 | GT1271 | 24m 180x3,25 Monopol Kule | Kule | Kule Monopol | Kule
118 | Ref_1 | GT1272 | 30m 180x3,25 Monopol Kule | Kule | Kule Monopol | Kule
118 | Ref_1 | GT1273 | 36m 180x3,25 Monopol Kule | Kule | Kule Monopol | Kule
118 | Ref_1 | GT1275 | 12m 180x3,5 Monopol Kule | Kule | Kule Monopol | Kule
118 | Ref_1 | GT1400 | Mobil karavan kule 30m 130x3.5 | Kule | Kule Mobil | Kule
118 | Ref_1 | GT1465 | TOTEM KULESİ 10MT PLON TABELA | Kule | Kule Totem | Kule
118 | Ref_2 | 52020BII | LIYC11Y 6x1,5MM^2 ALARM KABLOSU | Ucak İkaz Alarm Kablosu | Alarm Kablosu | Kule
118 | Ref_2 | 52020BLT | LIYC11Y 4x1,5MM^2 ALARM KABLOSU | Ucak İkaz Alarm Kablosu | Alarm Kablosu | Kule
119 | Ref_1 | 52050AAV | Kule 10 M | Kule | Kule | Kule
119 | Ref_1 | 52050AAY | Kule 15 M. | Kule | Kule | Kule
119 | Ref_1 | 52050AAZ | Kule 20 M. | Kule | Kule | Kule
119 | Ref_1 | 52050ABB | Kule 30 M | Kule | Kule | Kule
119 | Ref_1 | 52050ABC | Kule 35 M | Kule | Kule | Kule
119 | Ref_1 | 52050ABD | Kule 40 M | Kule | Kule | Kule
119 | Ref_1 | 52050ABE | Kule 45 M | Kule | Kule | Kule
119 | Ref_1 | 52050ABF | Kule 50 M | Kule | Kule | Kule
119 | Ref_1 | 52050ABG | Kule 55 M | Kule | Kule | Kule
119 | Ref_1 | 52050ABH | Kule 60 M. | Kule | Kule | Kule
119 | Ref_1 | 52050ABJ | Kule 70 M | Kule | Kule | Kule
119 | Ref_1 | 52050ACD | Kule Monopol 12 metre | Kule | Kule Monopol | Kule
119 | Ref_1 | 52050ACE | Kule Monopol 18 metre | Kule | Kule Monopol | Kule
119 | Ref_1 | 52050ACF | Kule Monopol 24 metre | Kule | Kule Monopol | Kule
119 | Ref_1 | 52050ACK | Kule 7 M Poligon. | Kule | Kule Poligon | Kule
119 | Ref_1 | 52050ACV | Kule 35 M aa 585 cm | Kule | Kule | Kule
119 | Ref_1 | 52050AEA | Kule Totem (10-20 metre arasi) | Kule | Kule Totem | Kule
119 | Ref_1 | 52050AEB | Kule Totem (20 metreden buyuk) | Kule | Kule Totem | Kule
119 | Ref_1 | 52050AEC | Kule Agac | Kule | Kule Ağaç | Kule
119 | Ref_1 | 52050AFC | Kule TR Kafes 42 M | Kule | Kule Kafes | Kule
119 | Ref_1 | 52050AFD | Kule TR Kafes 48 M | Kule | Kule Kafes | Kule
119 | Ref_1 | 52050AFE | Kule TR Kafes 50 M | Kule | Kule Kafes | Kule
119 | Ref_1 | 52050AFG | Kule TR Kafes 60 M | Kule | Kule Kafes | Kule
119 | Ref_1 | 52050AFI | Kule TR Kafes 70 M | Kule | Kule Kafes | Kule
119 | Ref_1 | 52050ATB | Kule TR Poligon 40 M | Kule | Kule Poligon | Kule
119 | Ref_1 | 52050ATC | Kule TR Poligon 50 M | Kule | Kule Poligon | Kule
119 | Ref_1 | 52050ATD | Kule TR Poligon 60 M | Kule | Kule Poligon | Kule
119 | Ref_1 | 52050ATE | Kule TR Poligon 70 M | Kule | Kule Poligon | Kule
119 | Ref_1 | BELIRSIZ POLIGON KULE | Poligon Kule | Kule | Kule Poligon | Kule
119 | Ref_1 | GT1001 | 10m 130x3,5 Kafes Kule | Kule | Kule Kafes | Kule
119 | Ref_1 | GT1002 | 15m 130x3,5 Kafes Kule | Kule | Kule Kafes | Kule
119 | Ref_1 | GT1003 | 20m 130x3,5 Kafes Kule | Kule | Kule Kafes | Kule
119 | Ref_1 | GT1004 | 25m 130x3,5 Kafes Kule | Kule | Kule Kafes | Kule
119 | Ref_1 | GT1005 | 30m 130x3,5 Kafes Kule | Kule | Kule Kafes | Kule
119 | Ref_1 | GT1006 | 35m 130x3,5 Kafes Kule | Kule | Kule Kafes | Kule
119 | Ref_1 | GT1007 | 40m 130x3,5 Kafes Kule | Kule | Kule Kafes | Kule
119 | Ref_1 | GT1008 | 45m 130x3,5 Kafes Kule | Kule | Kule Kafes | Kule
119 | Ref_1 | GT1009 | 50m 130x3,5 Kafes Kule | Kule | Kule Kafes | Kule
119 | Ref_1 | GT1010 | 55m 130x3,5 Kafes Kule | Kule | Kule Kafes | Kule
119 | Ref_1 | GT1011 | 60m 130x3,5 Kafes Kule | Kule | Kule Kafes | Kule
119 | Ref_1 | GT1013 | 70m 130x3,5 Kafes Kule | Kule | Kule Kafes | Kule
119 | Ref_1 | GT1014 | 75m 130x3,5 Kafes Kule | Kule | Kule Kafes | Kule
119 | Ref_1 | GT1015 | 80m 130x3,5 Kafes Kule | Kule | Kule Kafes | Kule
119 | Ref_1 | GT1017 | 90m 130x3,5 Kafes Kule | Kule | Kule Kafes | Kule
119 | Ref_1 | GT1018 | 95m 130x3,5 Kafes Kule | Kule | Kule Kafes | Kule
119 | Ref_1 | GT1019 | 100m 130x3,5 Kafes Kule | Kule | Kule Kafes | Kule
119 | Ref_1 | GT1025 | 20m 130x5 Ecotower | Kule | Kule Ecotower | Kule
119 | Ref_1 | GT1026 | 15m 130x5 Kafes Kule | Kule | Kule Kafes | Kule
119 | Ref_1 | GT1028 | 25m 130x5 Kafes Kule | Kule | Kule Kafes | Kule
119 | Ref_1 | GT1029 | 30m 130x5 Kafes Kule | Kule | Kule Kafes | Kule
119 | Ref_1 | GT1030 | 35m 130x5 Kafes Kule | Kule | Kule Kafes | Kule
119 | Ref_1 | GT1031 | 40m 130x5 Kafes Kule | Kule | Kule Kafes | Kule
119 | Ref_1 | GT1033 | 50m 130x5 Kafes Kule | Kule | Kule Kafes | Kule
119 | Ref_1 | GT1035 | 60m 130x5 Kafes Kule | Kule | Kule Kafes | Kule
119 | Ref_1 | GT1037 | 70m 130x5 Kafes Kule | Kule | Kule Kafes | Kule
119 | Ref_1 | GT1039 | 80m 130x5 Kafes Kule | Kule | Kule Kafes | Kule
119 | Ref_1 | GT1041 | 90m 130x5 Kafes Kule | Kule | Kule Kafes | Kule
119 | Ref_1 | GT1043 | 100m 130x5 Kafes Kule | Kule | Kule Kafes | Kule
119 | Ref_1 | GT1044 | 20m 130x7 Kafes Kule | Kule | Kule Kafes | Kule
119 | Ref_1 | GT1046 | 30m 130x7 Kafes Kule | Kule | Kule Kafes | Kule
119 | Ref_1 | GT1047 | 35m 130x7 Kafes Kule | Kule | Kule Kafes | Kule
119 | Ref_1 | GT1048 | 40m 130x7 Kafes Kule | Kule | Kule Kafes | Kule
119 | Ref_1 | GT1050 | 50m 130x7 Kafes Kule | Kule | Kule Kafes | Kule
119 | Ref_1 | GT1054 | 70m 130x7 Kafes Kule | Kule | Kule Kafes | Kule
119 | Ref_1 | GT1062 | 25m 130x10 Kafes Kule | Kule | Kule Kafes | Kule
119 | Ref_1 | GT1063 | 30m 130x10 Kafes Kule | Kule | Kule Kafes | Kule
119 | Ref_1 | GT1064 | 35m 130x10 Kafes Kule | Kule | Kule Kafes | Kule
119 | Ref_1 | GT1065 | 40m 130x10 Kafes Kule | Kule | Kule Kafes | Kule
119 | Ref_1 | GT1067 | 50m 130x10 Kafes Kule | Kule | Kule Kafes | Kule
119 | Ref_1 | GT1069 | 60m 130x10 Kafes Kule | Kule | Kule Kafes | Kule
119 | Ref_1 | GT1071 | 70m 130x10 Kafes Kule | Kule | Diğer | Kule
119 | Ref_1 | GT1072 | 75m 130x10 Kafes Kule | Kule | Kule Kafes | Kule
119 | Ref_1 | GT1075 | 90m 130x10 Kafes Kule | Kule | Kule Kafes | Kule
119 | Ref_1 | GT1080 | 25m 130x12 Kafes Kule | Kule | Kule Kafes | Kule
119 | Ref_1 | GT1081 | 30m 130x12 Kafes Kule | Kule | Kule Kafes | Kule
119 | Ref_1 | GT1082 | 35m 130x12 Kafes Kule | Kule | Kule Kafes | Kule
119 | Ref_1 | GT1083 | 40m 130x12 Kafes Kule | Kule | Kule Kafes | Kule
119 | Ref_1 | GT1085 | 50m 130x12 Kafes Kule | Kule | Kule Kafes | Kule
119 | Ref_1 | GT1087 | 60m 130x12 Kafes Kule | Kule | Kule Kafes | Kule
119 | Ref_1 | GT1094 | 95m 130x12 Kafes Kule | Kule | Kule Kafes | Kule
119 | Ref_1 | GT1114 | 20m 160x3,5 Kafes Kule | Kule | Kule Kafes | Kule
119 | Ref_1 | GT1115 | 25m 160x3,5 Kafes Kule | Kule | Kule Kafes | Kule
119 | Ref_1 | GT1116 | 30m 160x3,5 Kafes Kule | Kule | Kule Kafes | Kule
119 | Ref_1 | GT1117 | 35m 160x3,5 Kafes Kule | Kule | Diğer | Kule
119 | Ref_1 | GT1118 | 40m 160x3,5 Kafes Kule | Kule | Kule Kafes | Kule
119 | Ref_1 | GT1120 | 50m 160x3,5 Kafes Kule | Kule | Kule Kafes | Kule
119 | Ref_1 | GT1124 | 70m 160x3,5 Kafes Kule | Kule | Kule Kafes | Kule
119 | Ref_1 | GT1126 | 80m 160x3,5 Kafes Kule | Kule | Kule Kafes | Kule
119 | Ref_1 | GT1129 | 95m 160x3,5 Kafes Kule | Kule | Kule Kafes | Kule
119 | Ref_1 | GT1130 | 100m 160x3,5 Kafes Kule | Kule | Kule Kafes | Kule
119 | Ref_1 | GT1131 | 15m 160x5 Kafes Kule | Kule | Kule Kafes | Kule
119 | Ref_1 | GT1132 | 20m 160x5 Kafes Kule | Kule | Kule Kafes | Kule
119 | Ref_1 | GT1133 | 25m 160x5 Kafes Kule | Kule | Kule Kafes | Kule
119 | Ref_1 | GT1134 | 30m 160x5 Kafes Kule | Kule | Kule Kafes | Kule
119 | Ref_1 | GT1135 | 35m 160x5 Kafes Kule | Kule | Kule Kafes | Kule
119 | Ref_1 | GT1136 | 40m 160x5 Kafes Kule | Kule | Kule Kafes | Kule
119 | Ref_1 | GT1138 | 50m 160x5 Kafes Kule | Kule | Kule Kafes | Kule
119 | Ref_1 | GT1140 | 60m 160x5 Kafes Kule | Kule | Kule Kafes | Kule
119 | Ref_1 | GT1142 | 70m 160x5 Kafes Kule | Kule | Kule Kafes | Kule
119 | Ref_1 | GT1166 | 30m 160x9 Kafes Kule | Kule | Kule Kafes | Kule
119 | Ref_1 | GT1168 | 50m 160x9 Kafes Kule | Kule | Kule Kafes | Kule
119 | Ref_1 | GT1169 | 70m 160x9 Kafes Kule | Kule | Kule Kafes | Kule
119 | Ref_1 | GT1170 | 75m 160x9 Kafes Kule | Kule | Kule Kafes | Kule
119 | Ref_1 | GT1176 | 40m 160x10 Kafes Kule | Kule | Kule Kafes | Kule
119 | Ref_1 | GT1182 | 70m 160x10 Kafes Kule | Kule | Kule Kafes | Kule
119 | Ref_1 | GT1188 | 100m 160x10 Kafes Kule | Kule | Kule Kafes | Kule
119 | Ref_1 | GT1203 | #N/A | Kule | #N/A | Kule
119 | Ref_1 | GT1246 | 24m 130x5 Monopol Kule | Kule | Kule Monopol | Kule
119 | Ref_1 | GT1256 | 36m 130x10 Monopol Kule | Kule | Kule Monopol | Kule
119 | Ref_1 | GT1264 | 18m 160x10 Monopol Kule | Kule | Kule Monopol | Kule
119 | Ref_1 | GT1268 | 12m 180x3,25 Monopol Kule | Kule | Kule Monopol | Kule
119 | Ref_1 | GT1269 | 18m 180x3,25 Monopol Kule | Kule | Kule Monopol | Kule
119 | Ref_1 | GT1271 | 24m 180x3,25 Monopol Kule | Kule | Kule Monopol | Kule
119 | Ref_1 | GT1272 | 30m 180x3,25 Monopol Kule | Kule | Kule Monopol | Kule
119 | Ref_1 | GT1273 | 36m 180x3,25 Monopol Kule | Kule | Kule Monopol | Kule
119 | Ref_1 | GT1275 | 12m 180x3,5 Monopol Kule | Kule | Kule Monopol | Kule
119 | Ref_1 | GT1400 | Mobil karavan kule 30m 130x3.5 | Kule | Kule Mobil | Kule
119 | Ref_1 | GT1465 | TOTEM KULESİ 10MT PLON TABELA | Kule | Kule Totem | Kule
119 | Ref_2 | 52050ACH | Kule Lambasi. | Kule İkaz Lambasi | Kule İkaz Lambası | Kule
119 | Ref_2 | 52050ADT | Kule Lambasi Alarm Modülü Rev2 | Kule İkaz Lambasi | Kule Lambasi Alarm Modülü Rev2 | Kule
119 | Ref_2 | 52050AET | Kule İkaz Lambası (LED & Alarmlı) | Kule İkaz Lambasi | Kule İkaz Lambası | Kule
120 | Ref_1 | 52050AAV | Kule 10 M | Kule | Kule | Kule
120 | Ref_1 | 52050AAY | Kule 15 M. | Kule | Kule | Kule
120 | Ref_1 | 52050AAZ | Kule 20 M. | Kule | Kule | Kule
120 | Ref_1 | 52050ABB | Kule 30 M | Kule | Kule | Kule
120 | Ref_1 | 52050ABC | Kule 35 M | Kule | Kule | Kule
120 | Ref_1 | 52050ABD | Kule 40 M | Kule | Kule | Kule
120 | Ref_1 | 52050ABE | Kule 45 M | Kule | Kule | Kule
120 | Ref_1 | 52050ABF | Kule 50 M | Kule | Kule | Kule
120 | Ref_1 | 52050ABG | Kule 55 M | Kule | Kule | Kule
120 | Ref_1 | 52050ABH | Kule 60 M. | Kule | Kule | Kule
120 | Ref_1 | 52050ABJ | Kule 70 M | Kule | Kule | Kule
120 | Ref_1 | 52050ACD | Kule Monopol 12 metre | Kule | Kule Monopol | Kule
120 | Ref_1 | 52050ACE | Kule Monopol 18 metre | Kule | Kule Monopol | Kule
120 | Ref_1 | 52050ACF | Kule Monopol 24 metre | Kule | Kule Monopol | Kule
120 | Ref_1 | 52050ACK | Kule 7 M Poligon. | Kule | Kule Poligon | Kule
120 | Ref_1 | 52050AEA | Kule Totem (10-20 metre arasi) | Kule | Kule Totem | Kule
120 | Ref_1 | 52050AEB | Kule Totem (20 metreden buyuk) | Kule | Kule Totem | Kule
120 | Ref_1 | 52050AFC | Kule TR Kafes 42 M | Kule | Kule Kafes | Kule
120 | Ref_1 | 52050AFD | Kule TR Kafes 48 M | Kule | Kule Kafes | Kule
120 | Ref_1 | 52050AFE | Kule TR Kafes 50 M | Kule | Kule Kafes | Kule
120 | Ref_1 | 52050AFG | Kule TR Kafes 60 M | Kule | Kule Kafes | Kule
120 | Ref_1 | 52050AFI | Kule TR Kafes 70 M | Kule | Kule Kafes | Kule
120 | Ref_1 | 52050ATB | Kule TR Poligon 40 M | Kule | Kule Poligon | Kule
120 | Ref_1 | 52050ATC | Kule TR Poligon 50 M | Kule | Kule Poligon | Kule
120 | Ref_1 | BELIRSIZ POLIGON KULE | Poligon Kule | Kule | Kule Poligon | Kule
120 | Ref_1 | GT1001 | 10m 130x3,5 Kafes Kule | Kule | Kule Kafes | Kule
120 | Ref_1 | GT1002 | 15m 130x3,5 Kafes Kule | Kule | Kule Kafes | Kule
120 | Ref_1 | GT1003 | 20m 130x3,5 Kafes Kule | Kule | Kule Kafes | Kule
120 | Ref_1 | GT1004 | 25m 130x3,5 Kafes Kule | Kule | Kule Kafes | Kule
120 | Ref_1 | GT1005 | 30m 130x3,5 Kafes Kule | Kule | Kule Kafes | Kule
120 | Ref_1 | GT1006 | 35m 130x3,5 Kafes Kule | Kule | Kule Kafes | Kule
120 | Ref_1 | GT1007 | 40m 130x3,5 Kafes Kule | Kule | Kule Kafes | Kule
120 | Ref_1 | GT1008 | 45m 130x3,5 Kafes Kule | Kule | Kule Kafes | Kule
120 | Ref_1 | GT1009 | 50m 130x3,5 Kafes Kule | Kule | Kule Kafes | Kule
120 | Ref_1 | GT1010 | 55m 130x3,5 Kafes Kule | Kule | Kule Kafes | Kule
120 | Ref_1 | GT1011 | 60m 130x3,5 Kafes Kule | Kule | Kule Kafes | Kule
120 | Ref_1 | GT1013 | 70m 130x3,5 Kafes Kule | Kule | Kule Kafes | Kule
120 | Ref_1 | GT1014 | 75m 130x3,5 Kafes Kule | Kule | Kule Kafes | Kule
120 | Ref_1 | GT1015 | 80m 130x3,5 Kafes Kule | Kule | Kule Kafes | Kule
120 | Ref_1 | GT1017 | 90m 130x3,5 Kafes Kule | Kule | Kule Kafes | Kule
120 | Ref_1 | GT1018 | 95m 130x3,5 Kafes Kule | Kule | Kule Kafes | Kule
120 | Ref_1 | GT1019 | 100m 130x3,5 Kafes Kule | Kule | Kule Kafes | Kule
120 | Ref_1 | GT1025 | 20m 130x5 Ecotower | Kule | Kule Ecotower | Kule
120 | Ref_1 | GT1026 | 15m 130x5 Kafes Kule | Kule | Kule Kafes | Kule
120 | Ref_1 | GT1028 | 25m 130x5 Kafes Kule | Kule | Kule Kafes | Kule
120 | Ref_1 | GT1029 | 30m 130x5 Kafes Kule | Kule | Kule Kafes | Kule
120 | Ref_1 | GT1030 | 35m 130x5 Kafes Kule | Kule | Kule Kafes | Kule
120 | Ref_1 | GT1031 | 40m 130x5 Kafes Kule | Kule | Kule Kafes | Kule
120 | Ref_1 | GT1033 | 50m 130x5 Kafes Kule | Kule | Kule Kafes | Kule
120 | Ref_1 | GT1035 | 60m 130x5 Kafes Kule | Kule | Kule Kafes | Kule
120 | Ref_1 | GT1037 | 70m 130x5 Kafes Kule | Kule | Kule Kafes | Kule
120 | Ref_1 | GT1039 | 80m 130x5 Kafes Kule | Kule | Kule Kafes | Kule
120 | Ref_1 | GT1041 | 90m 130x5 Kafes Kule | Kule | Kule Kafes | Kule
120 | Ref_1 | GT1043 | 100m 130x5 Kafes Kule | Kule | Kule Kafes | Kule
120 | Ref_1 | GT1044 | 20m 130x7 Kafes Kule | Kule | Kule Kafes | Kule
120 | Ref_1 | GT1046 | 30m 130x7 Kafes Kule | Kule | Kule Kafes | Kule
120 | Ref_1 | GT1047 | 35m 130x7 Kafes Kule | Kule | Kule Kafes | Kule
120 | Ref_1 | GT1048 | 40m 130x7 Kafes Kule | Kule | Kule Kafes | Kule
120 | Ref_1 | GT1050 | 50m 130x7 Kafes Kule | Kule | Kule Kafes | Kule
120 | Ref_1 | GT1054 | 70m 130x7 Kafes Kule | Kule | Kule Kafes | Kule
120 | Ref_1 | GT1062 | 25m 130x10 Kafes Kule | Kule | Kule Kafes | Kule
120 | Ref_1 | GT1063 | 30m 130x10 Kafes Kule | Kule | Kule Kafes | Kule
120 | Ref_1 | GT1064 | 35m 130x10 Kafes Kule | Kule | Kule Kafes | Kule
120 | Ref_1 | GT1065 | 40m 130x10 Kafes Kule | Kule | Kule Kafes | Kule
120 | Ref_1 | GT1067 | 50m 130x10 Kafes Kule | Kule | Kule Kafes | Kule
120 | Ref_1 | GT1069 | 60m 130x10 Kafes Kule | Kule | Kule Kafes | Kule
120 | Ref_1 | GT1072 | 75m 130x10 Kafes Kule | Kule | Kule Kafes | Kule
120 | Ref_1 | GT1075 | 90m 130x10 Kafes Kule | Kule | Kule Kafes | Kule
120 | Ref_1 | GT1080 | 25m 130x12 Kafes Kule | Kule | Kule Kafes | Kule
120 | Ref_1 | GT1081 | 30m 130x12 Kafes Kule | Kule | Kule Kafes | Kule
120 | Ref_1 | GT1082 | 35m 130x12 Kafes Kule | Kule | Kule Kafes | Kule
120 | Ref_1 | GT1083 | 40m 130x12 Kafes Kule | Kule | Kule Kafes | Kule
120 | Ref_1 | GT1085 | 50m 130x12 Kafes Kule | Kule | Kule Kafes | Kule
120 | Ref_1 | GT1087 | 60m 130x12 Kafes Kule | Kule | Kule Kafes | Kule
120 | Ref_1 | GT1094 | 95m 130x12 Kafes Kule | Kule | Kule Kafes | Kule
120 | Ref_1 | GT1114 | 20m 160x3,5 Kafes Kule | Kule | Kule Kafes | Kule
120 | Ref_1 | GT1115 | 25m 160x3,5 Kafes Kule | Kule | Kule Kafes | Kule
120 | Ref_1 | GT1116 | 30m 160x3,5 Kafes Kule | Kule | Kule Kafes | Kule
120 | Ref_1 | GT1118 | 40m 160x3,5 Kafes Kule | Kule | Kule Kafes | Kule
120 | Ref_1 | GT1120 | 50m 160x3,5 Kafes Kule | Kule | Kule Kafes | Kule
120 | Ref_1 | GT1124 | 70m 160x3,5 Kafes Kule | Kule | Kule Kafes | Kule
120 | Ref_1 | GT1126 | 80m 160x3,5 Kafes Kule | Kule | Kule Kafes | Kule
120 | Ref_1 | GT1129 | 95m 160x3,5 Kafes Kule | Kule | Kule Kafes | Kule
120 | Ref_1 | GT1130 | 100m 160x3,5 Kafes Kule | Kule | Kule Kafes | Kule
120 | Ref_1 | GT1131 | 15m 160x5 Kafes Kule | Kule | Kule Kafes | Kule
120 | Ref_1 | GT1132 | 20m 160x5 Kafes Kule | Kule | Kule Kafes | Kule
120 | Ref_1 | GT1133 | 25m 160x5 Kafes Kule | Kule | Kule Kafes | Kule
120 | Ref_1 | GT1134 | 30m 160x5 Kafes Kule | Kule | Kule Kafes | Kule
120 | Ref_1 | GT1135 | 35m 160x5 Kafes Kule | Kule | Kule Kafes | Kule
120 | Ref_1 | GT1136 | 40m 160x5 Kafes Kule | Kule | Kule Kafes | Kule
120 | Ref_1 | GT1138 | 50m 160x5 Kafes Kule | Kule | Kule Kafes | Kule
120 | Ref_1 | GT1140 | 60m 160x5 Kafes Kule | Kule | Kule Kafes | Kule
120 | Ref_1 | GT1142 | 70m 160x5 Kafes Kule | Kule | Kule Kafes | Kule
120 | Ref_1 | GT1166 | 30m 160x9 Kafes Kule | Kule | Kule Kafes | Kule
120 | Ref_1 | GT1168 | 50m 160x9 Kafes Kule | Kule | Kule Kafes | Kule
120 | Ref_1 | GT1169 | 70m 160x9 Kafes Kule | Kule | Kule Kafes | Kule
120 | Ref_1 | GT1170 | 75m 160x9 Kafes Kule | Kule | Kule Kafes | Kule
120 | Ref_1 | GT1176 | 40m 160x10 Kafes Kule | Kule | Kule Kafes | Kule
120 | Ref_1 | GT1182 | 70m 160x10 Kafes Kule | Kule | Kule Kafes | Kule
120 | Ref_1 | GT1188 | 100m 160x10 Kafes Kule | Kule | Kule Kafes | Kule
120 | Ref_1 | GT1203 | #N/A | Kule | #N/A | Kule
120 | Ref_1 | GT1246 | 24m 130x5 Monopol Kule | Kule | Kule Monopol | Kule
120 | Ref_1 | GT1256 | 36m 130x10 Monopol Kule | Kule | Kule Monopol | Kule
120 | Ref_1 | GT1264 | 18m 160x10 Monopol Kule | Kule | Kule Monopol | Kule
120 | Ref_1 | GT1268 | 12m 180x3,25 Monopol Kule | Kule | Kule Monopol | Kule
120 | Ref_1 | GT1269 | 18m 180x3,25 Monopol Kule | Kule | Kule Monopol | Kule
120 | Ref_1 | GT1271 | 24m 180x3,25 Monopol Kule | Kule | Kule Monopol | Kule
120 | Ref_1 | GT1272 | 30m 180x3,25 Monopol Kule | Kule | Kule Monopol | Kule
120 | Ref_1 | GT1273 | 36m 180x3,25 Monopol Kule | Kule | Kule Monopol | Kule
120 | Ref_1 | GT1275 | 12m 180x3,5 Monopol Kule | Kule | Kule Monopol | Kule
120 | Ref_1 | GT1311 | 21m Gövde + Küp Kaset (4m*4m*3m)-160km/sa Totem Kule Malzemesi | Kule | Kule Malzeme | Kule
120 | Ref_1 | GT1318 | 27m Gövde + Dikdörtgen Kaset (5m*2,5m*1,1m)-130km/sa Totem Kule Malzemesi | Kule | Kule Malzeme | Kule
120 | Ref_1 | GT1400 | Mobil karavan kule 30m 130x3.5 | Kule | Kule Mobil | Kule
120 | Ref_1 | GT1465 | TOTEM KULESİ 10MT PLON TABELA | Kule | Kule Totem | Kule
120 | Ref_2 | 52050AEP | Kule Monopol 24 metre Lifeline | Life Line | Life Line | Kule
120 | Ref_2 | 52050AEU | 15 metrelik lifeline ve gerekli montaj malzemeleri | Life Line | Life Line | Kule
120 | Ref_2 | 52050AEV | 20 metrelik lifeline ve gerekli montaj malzemeleri | Life Line | Life Line | Kule
120 | Ref_2 | 52050AEY | 25 metrelik lifeline ve gerekli montaj malzemeleri | Life Line | Life Line | Kule
120 | Ref_2 | 52050AEZ | 30 metrelik lifeline ve gerekli montaj malzemeleri | Life Line | Life Line | Kule
120 | Ref_2 | 52050AFR | 35 metrelik lifeline ve gerekli montaj malzemeleri | Life Line | Life Line | Kule
120 | Ref_2 | 52050AFS | 40 metrelik lifeline ve gerekli montaj malzemeleri | Life Line | Life Line | Kule
120 | Ref_2 | 52050AFT | 50 metrelik lifeline ve gerekli montaj malzemeleri | Life Line | Life Line | Kule
120 | Ref_2 | 52050AFU | 60 metrelik lifeline ve gerekli montaj malzemeleri | Life Line | Life Line | Kule
120 | Ref_2 | 52050AFV | 70 metrelik lifeline ve gerekli montaj malzemeleri | Life Line | Life Line | Kule
120 | Ref_2 | 52050AFY | 75 metrelik lifeline ve gerekli montaj malzemeleri | Life Line | Life Line | Kule
120 | Ref_2 | 52050AFZ | 80 metrelik lifeline ve gerekli montaj malzemeleri | Life Line | Life Line | Kule
120 | Ref_2 | 52050AGA | 90 metrelik lifeline ve gerekli montaj malzemeleri | Life Line | Life Line | Kule
120 | Ref_2 | 52050AGB | 95 metrelik lifeline ve gerekli montaj malzemeleri | Life Line | Life Line | Kule
120 | Ref_2 | 52050AGC | 100 metrelik lifeline ve gerekli montaj malzemeleri | Life Line | Life Line | Kule
120 | Ref_2 | 52050AGD | 12 metrelik lifeline ve gerekli montaj malzemeleri | Life Line | Life Line | Kule
120 | Ref_2 | 52050AGE | 18 metrelik lifeline ve gerekli montaj malzemeleri | Life Line | Life Line | Kule
120 | Ref_2 | 52050AGG | 24 metrelik lifeline ve gerekli montaj malzemeleri | Life Line | Life Line | Kule
120 | Ref_2 | 52050AGH | 36 metrelik lifeline ve gerekli montaj malzemeleri | Life Line | Life Line | Kule
120 | Ref_2 | 52050AGJ | 10 metrelik lifeline ve gerekli montaj malzemeleri | Life Line | Life Line | Kule
120 | Ref_2 | 52050AGN | 45 metrelik lifeline ve gerekli montaj malzemeleri | Life Line | Life Line | Kule
121 | Ref_1 | 52050AAV | Kule 10 M | Kule | Kule | Kule
121 | Ref_1 | 52050AAY | Kule 15 M. | Kule | Kule | Kule
121 | Ref_1 | 52050AAZ | Kule 20 M. | Kule | Kule | Kule
121 | Ref_1 | 52050ABB | Kule 30 M | Kule | Kule | Kule
121 | Ref_1 | 52050ABC | Kule 35 M | Kule | Kule | Kule
121 | Ref_1 | 52050ABD | Kule 40 M | Kule | Kule | Kule
121 | Ref_1 | 52050ABE | Kule 45 M | Kule | Kule | Kule
121 | Ref_1 | 52050ABF | Kule 50 M | Kule | Kule | Kule
121 | Ref_1 | 52050ABG | Kule 55 M | Kule | Kule | Kule
121 | Ref_1 | 52050ABH | Kule 60 M. | Kule | Kule | Kule
121 | Ref_1 | 52050ABJ | Kule 70 M | Kule | Kule | Kule
121 | Ref_1 | 52050ACD | Kule Monopol 12 metre | Kule | Kule Monopol | Kule
121 | Ref_1 | 52050ACE | Kule Monopol 18 metre | Kule | Kule Monopol | Kule
121 | Ref_1 | 52050ACF | Kule Monopol 24 metre | Kule | Kule Monopol | Kule
121 | Ref_1 | 52050ACK | Kule 7 M Poligon. | Kule | Kule Poligon | Kule
121 | Ref_1 | 52050AEA | Kule Totem (10-20 metre arasi) | Kule | Kule Totem | Kule
121 | Ref_1 | 52050AEB | Kule Totem (20 metreden buyuk) | Kule | Kule Totem | Kule
121 | Ref_1 | 52050AEC | Kule Agac | Kule | Kule Ağaç | Kule
121 | Ref_1 | 52050AFC | Kule TR Kafes 42 M | Kule | Kule Kafes | Kule
121 | Ref_1 | 52050AFD | Kule TR Kafes 48 M | Kule | Kule Kafes | Kule
121 | Ref_1 | 52050AFE | Kule TR Kafes 50 M | Kule | Kule Kafes | Kule
121 | Ref_1 | 52050AFG | Kule TR Kafes 60 M | Kule | Kule Kafes | Kule
121 | Ref_1 | 52050AFI | Kule TR Kafes 70 M | Kule | Kule Kafes | Kule
121 | Ref_1 | 52050ATB | Kule TR Poligon 40 M | Kule | Kule Poligon | Kule
121 | Ref_1 | 52050ATC | Kule TR Poligon 50 M | Kule | Kule Poligon | Kule
121 | Ref_1 | BELIRSIZ POLIGON KULE | Poligon Kule | Kule | Kule Poligon | Kule
121 | Ref_1 | GT1001 | 10m 130x3,5 Kafes Kule | Kule | Kule Kafes | Kule
121 | Ref_1 | GT1002 | 15m 130x3,5 Kafes Kule | Kule | Kule Kafes | Kule
121 | Ref_1 | GT1003 | 20m 130x3,5 Kafes Kule | Kule | Kule Kafes | Kule
121 | Ref_1 | GT1004 | 25m 130x3,5 Kafes Kule | Kule | Kule Kafes | Kule
121 | Ref_1 | GT1005 | 30m 130x3,5 Kafes Kule | Kule | Kule Kafes | Kule
121 | Ref_1 | GT1006 | 35m 130x3,5 Kafes Kule | Kule | Kule Kafes | Kule
121 | Ref_1 | GT1007 | 40m 130x3,5 Kafes Kule | Kule | Kule Kafes | Kule
121 | Ref_1 | GT1008 | 45m 130x3,5 Kafes Kule | Kule | Kule Kafes | Kule
121 | Ref_1 | GT1009 | 50m 130x3,5 Kafes Kule | Kule | Kule Kafes | Kule
121 | Ref_1 | GT1010 | 55m 130x3,5 Kafes Kule | Kule | Kule Kafes | Kule
121 | Ref_1 | GT1011 | 60m 130x3,5 Kafes Kule | Kule | Kule Kafes | Kule
121 | Ref_1 | GT1013 | 70m 130x3,5 Kafes Kule | Kule | Kule Kafes | Kule
121 | Ref_1 | GT1014 | 75m 130x3,5 Kafes Kule | Kule | Kule Kafes | Kule
121 | Ref_1 | GT1015 | 80m 130x3,5 Kafes Kule | Kule | Kule Kafes | Kule
121 | Ref_1 | GT1017 | 90m 130x3,5 Kafes Kule | Kule | Kule Kafes | Kule
121 | Ref_1 | GT1018 | 95m 130x3,5 Kafes Kule | Kule | Kule Kafes | Kule
121 | Ref_1 | GT1019 | 100m 130x3,5 Kafes Kule | Kule | Kule Kafes | Kule
121 | Ref_1 | GT1025 | 20m 130x5 Ecotower | Kule | Kule Ecotower | Kule
121 | Ref_1 | GT1026 | 15m 130x5 Kafes Kule | Kule | Kule Kafes | Kule
121 | Ref_1 | GT1028 | 25m 130x5 Kafes Kule | Kule | Kule Kafes | Kule
121 | Ref_1 | GT1029 | 30m 130x5 Kafes Kule | Kule | Kule Kafes | Kule
121 | Ref_1 | GT1030 | 35m 130x5 Kafes Kule | Kule | Kule Kafes | Kule
121 | Ref_1 | GT1031 | 40m 130x5 Kafes Kule | Kule | Kule Kafes | Kule
121 | Ref_1 | GT1033 | 50m 130x5 Kafes Kule | Kule | Kule Kafes | Kule
121 | Ref_1 | GT1035 | 60m 130x5 Kafes Kule | Kule | Kule Kafes | Kule
121 | Ref_1 | GT1037 | 70m 130x5 Kafes Kule | Kule | Kule Kafes | Kule
121 | Ref_1 | GT1039 | 80m 130x5 Kafes Kule | Kule | Kule Kafes | Kule
121 | Ref_1 | GT1041 | 90m 130x5 Kafes Kule | Kule | Kule Kafes | Kule
121 | Ref_1 | GT1043 | 100m 130x5 Kafes Kule | Kule | Kule Kafes | Kule
121 | Ref_1 | GT1044 | 20m 130x7 Kafes Kule | Kule | Kule Kafes | Kule
121 | Ref_1 | GT1046 | 30m 130x7 Kafes Kule | Kule | Kule Kafes | Kule
121 | Ref_1 | GT1047 | 35m 130x7 Kafes Kule | Kule | Kule Kafes | Kule
121 | Ref_1 | GT1048 | 40m 130x7 Kafes Kule | Kule | Kule Kafes | Kule
121 | Ref_1 | GT1050 | 50m 130x7 Kafes Kule | Kule | Kule Kafes | Kule
121 | Ref_1 | GT1054 | 70m 130x7 Kafes Kule | Kule | Kule Kafes | Kule
121 | Ref_1 | GT1062 | 25m 130x10 Kafes Kule | Kule | Kule Kafes | Kule
121 | Ref_1 | GT1063 | 30m 130x10 Kafes Kule | Kule | Kule Kafes | Kule
121 | Ref_1 | GT1064 | 35m 130x10 Kafes Kule | Kule | Kule Kafes | Kule
121 | Ref_1 | GT1065 | 40m 130x10 Kafes Kule | Kule | Kule Kafes | Kule
121 | Ref_1 | GT1067 | 50m 130x10 Kafes Kule | Kule | Kule Kafes | Kule
121 | Ref_1 | GT1069 | 60m 130x10 Kafes Kule | Kule | Kule Kafes | Kule
121 | Ref_1 | GT1072 | 75m 130x10 Kafes Kule | Kule | Kule Kafes | Kule
121 | Ref_1 | GT1075 | 90m 130x10 Kafes Kule | Kule | Kule Kafes | Kule
121 | Ref_1 | GT1080 | 25m 130x12 Kafes Kule | Kule | Kule Kafes | Kule
121 | Ref_1 | GT1081 | 30m 130x12 Kafes Kule | Kule | Kule Kafes | Kule
121 | Ref_1 | GT1082 | 35m 130x12 Kafes Kule | Kule | Kule Kafes | Kule
121 | Ref_1 | GT1083 | 40m 130x12 Kafes Kule | Kule | Kule Kafes | Kule
121 | Ref_1 | GT1085 | 50m 130x12 Kafes Kule | Kule | Kule Kafes | Kule
121 | Ref_1 | GT1087 | 60m 130x12 Kafes Kule | Kule | Kule Kafes | Kule
121 | Ref_1 | GT1094 | 95m 130x12 Kafes Kule | Kule | Kule Kafes | Kule
121 | Ref_1 | GT1114 | 20m 160x3,5 Kafes Kule | Kule | Kule Kafes | Kule
121 | Ref_1 | GT1115 | 25m 160x3,5 Kafes Kule | Kule | Kule Kafes | Kule
121 | Ref_1 | GT1116 | 30m 160x3,5 Kafes Kule | Kule | Kule Kafes | Kule
121 | Ref_1 | GT1118 | 40m 160x3,5 Kafes Kule | Kule | Kule Kafes | Kule
121 | Ref_1 | GT1120 | 50m 160x3,5 Kafes Kule | Kule | Kule Kafes | Kule
121 | Ref_1 | GT1124 | 70m 160x3,5 Kafes Kule | Kule | Kule Kafes | Kule
121 | Ref_1 | GT1126 | 80m 160x3,5 Kafes Kule | Kule | Kule Kafes | Kule
121 | Ref_1 | GT1129 | 95m 160x3,5 Kafes Kule | Kule | Kule Kafes | Kule
121 | Ref_1 | GT1130 | 100m 160x3,5 Kafes Kule | Kule | Kule Kafes | Kule
121 | Ref_1 | GT1131 | 15m 160x5 Kafes Kule | Kule | Kule Kafes | Kule
121 | Ref_1 | GT1132 | 20m 160x5 Kafes Kule | Kule | Kule Kafes | Kule
121 | Ref_1 | GT1133 | 25m 160x5 Kafes Kule | Kule | Kule Kafes | Kule
121 | Ref_1 | GT1134 | 30m 160x5 Kafes Kule | Kule | Kule Kafes | Kule
121 | Ref_1 | GT1135 | 35m 160x5 Kafes Kule | Kule | Kule Kafes | Kule
121 | Ref_1 | GT1136 | 40m 160x5 Kafes Kule | Kule | Kule Kafes | Kule
121 | Ref_1 | GT1138 | 50m 160x5 Kafes Kule | Kule | Kule Kafes | Kule
121 | Ref_1 | GT1140 | 60m 160x5 Kafes Kule | Kule | Kule Kafes | Kule
121 | Ref_1 | GT1142 | 70m 160x5 Kafes Kule | Kule | Kule Kafes | Kule
121 | Ref_1 | GT1166 | 30m 160x9 Kafes Kule | Kule | Kule Kafes | Kule
121 | Ref_1 | GT1168 | 50m 160x9 Kafes Kule | Kule | Kule Kafes | Kule
121 | Ref_1 | GT1169 | 70m 160x9 Kafes Kule | Kule | Kule Kafes | Kule
121 | Ref_1 | GT1170 | 75m 160x9 Kafes Kule | Kule | Kule Kafes | Kule
121 | Ref_1 | GT1176 | 40m 160x10 Kafes Kule | Kule | Kule Kafes | Kule
121 | Ref_1 | GT1182 | 70m 160x10 Kafes Kule | Kule | Kule Kafes | Kule
121 | Ref_1 | GT1188 | 100m 160x10 Kafes Kule | Kule | Kule Kafes | Kule
121 | Ref_1 | GT1203 | #N/A | Kule | #N/A | Kule
121 | Ref_1 | GT1246 | 24m 130x5 Monopol Kule | Kule | Kule Monopol | Kule
121 | Ref_1 | GT1256 | 36m 130x10 Monopol Kule | Kule | Kule Monopol | Kule
121 | Ref_1 | GT1264 | 18m 160x10 Monopol Kule | Kule | Kule Monopol | Kule
121 | Ref_1 | GT1268 | 12m 180x3,25 Monopol Kule | Kule | Kule Monopol | Kule
121 | Ref_1 | GT1269 | 18m 180x3,25 Monopol Kule | Kule | Kule Monopol | Kule
121 | Ref_1 | GT1271 | 24m 180x3,25 Monopol Kule | Kule | Kule Monopol | Kule
121 | Ref_1 | GT1272 | 30m 180x3,25 Monopol Kule | Kule | Kule Monopol | Kule
121 | Ref_1 | GT1273 | 36m 180x3,25 Monopol Kule | Kule | Kule Monopol | Kule
121 | Ref_1 | GT1275 | 12m 180x3,5 Monopol Kule | Kule | Kule Monopol | Kule
121 | Ref_1 | GT1311 | 21m Gövde + Küp Kaset (4m*4m*3m)-160km/sa Totem Kule Malzemesi | Kule | Kule Malzeme | Kule
121 | Ref_1 | GT1318 | 27m Gövde + Dikdörtgen Kaset (5m*2,5m*1,1m)-130km/sa Totem Kule Malzemesi | Kule | Kule Malzeme | Kule
121 | Ref_1 | GT1400 | Mobil karavan kule 30m 130x3.5 | Kule | Kule Mobil | Kule
121 | Ref_1 | GT1465 | TOTEM KULESİ 10MT PLON TABELA | Kule | Kule Totem | Kule
121 | Ref_2 | 52100ACU | AG Koruma Panosu Class I+II, Phoenix | AGKP | AGKP | Kule
121 | Ref_2 | 52100AGM | AŞIRI GERİLİM Koruma Panosu Class II, Dehn | AGKP | AGKP | Kule
121 | Ref_2 | 52100AGN | CLASS II N-PE SPARKGAP DEHN | AGKP | AGKP | Kule
121 | Ref_2 | 52100AGO | AGKP VARISTOR DEHN | AGKP | AGKP Varistör | Kule
121 | Ref_2 | 52100AGP | Aşırı Gerilim Koruma Panosu Class II,Phoenix | AGKP | AGKP | Kule
121 | Ref_2 | 52100AGR | Aşırı Gerilim Koruma Panosu CLASS II N-PE SPARKGAP PHOENIX | AGKP | AGKP | Kule
121 | Ref_2 | 52100AGS | Alçak Gerilim Koruma Panosu Class I-II Yeni Tip Phoenix | AGKP | AGKP Pano | Kule
121 | Ref_2 | 52100AGT | Aşırı Gerilim Koruma Panosu Varistor Phoenix | AGKP | AGKP | Kule
121 | Ref_2 | 52100AJP | ASIRI GERILIM KORUMA PANOSU CLASS II OBO | AGKP | AGKP CLASS II | Kule
121 | Ref_2 | 52100AJR | ASIRI GERILIM KORUMA PANOSU CLASS I-II OBO | AGKP | AGKP CLASS I -II | Kule
121 | Ref_2 | 52101AJR | ASIRI GERILIM KORUMA PANOSU CLASS I-II ISKRA - OUTDOOR | AGKP | AGKP | Kule
122 | Ref_1 | 103/BFL 901 009 | RBS 6601;AGO WCDMA | 6601 Magazin | 6601 Magazin | RBS 6601
122 | Ref_1 | 104/BFL 901 009 | EQUIPPED CABINET/RBS 6601;AGO GSM | 6601 Magazin | 6601 Magazin | RBS 6601
122 | Ref_1 | 305/BFL 901 009 | EQUIPPED CABINET/RBS 6601;AGO GSM | 6601 Magazin | 6601 Magazin | RBS 6601
122 | Ref_1 | 512/BFL 901 009 | EQUIPPED MAGAZINE/RBS 6601;FPP;WCDMA | 6601 Magazin | 6601 Magazin | RBS 6601
122 | Ref_1 | NTM 101 1906/1 | UPGRADE KIT FOR MU 6601 (3X2X30)->(3X3X30) | 6601 Magazin | 6601 Magazin | RBS 6601
122 | Ref_1 | NTM 101 2589/1 | SET OF MATERIALS/Spare part SUP 6601 | 6601 Magazin | 6601 Magazin | RBS 6601
122 | Ref_2 | 1/BFL 901 009/1 | SUP 6601; Equipped mag | 6601 Sup | 6601 Sup | RBS 6601
122 | Ref_2 | 1/BFL 901 009/4 | C22P Sup 6601 | 6601 Sup | 6601 Sup | RBS 6601
123 | Ref_1 | KRC 131 1002/1 | TRU for RBS 2206 | TRU | MHz 900_TRU | RBS
123 | Ref_1 | KRC 131 1002/2 | EDGE dTRU 900MHz | TRU | MHz 900_DTRU | RBS
123 | Ref_1 | KRC 131 137/01 | EDGE sTRU 900MHz | TRU | MHz 900_STRU | RBS
123 | Ref_1 | KRC 131 47/03 | TRU for RBS 2000 (KRC 131 47/15) | TRU | MHz 900_TRU | RBS
123 | Ref_1 | KRC 131 47/15 | TRU for RBS 2000 (KRC 131 47/03) | TRU | MHz 900_TRU | RBS
123 | Ref_1 | KRC 161 094/1 | RBS 2216 DRU | TRU | MHz 900_DRU | RBS
123 | Ref_1 | KRC 161 149/1 | RBS 2216 DRU ,TRANSCEIVER-EGSM | TRU | MHz 900_DRU | RBS
123 | Ref_2 | SEB 112 1135/04 | RBS 2106 CABINET. | RBS 2106 | RBS 2106, Akü 1 Set | RBS
123 | Ref_3 | SEB 112 1024/01 E220 | RBS 2202 220/24V Ext | RBS 2202 | RBS 2202 Kabinet | RBS
123 | Ref_3 | SEB 112 1024/01 M220 | RBS 2202 220/24V Master | RBS 2202 | RBS 2202 Kabinet | RBS
123 | Ref_3 | SEB 112 1024/02 M48 | RBS 2202 -48V Master | RBS 2202 | RBS 2202 | RBS
123 | Ref_4 | SEB 104 123/1 M220 | RBS 2116 CABINET. | RBS 2216 | RBS 2116 | RBS
124 | Ref_1 | NWA-091027-AA4 | iPASOLINK iX MDU (1+1 or 2+0, XPIC 2 xModem) w/o Bracket Kit | MDU | Nec / MDU4 | TR_NEC
124 | Ref_1 | NWA-091027-AA5 | iPASOLINK iX MDU (1+1 or 2+0, XPIC 2 xModem) w/o Bracket Kit - AA5 | MDU | Nec / MDU5 | TR_NEC
124 | Ref_2 | ACC-CBL007 | LC/PC-­?LC/PC Single Mode Indoor/Outdoor F/O Cable L:10m | 10m-25m | Nec / Fiber Optik Kablo | TR_NEC
124 | Ref_2 | ACC-CBL008 | LC/PC-­?LC/PC Single Mode Indoor/Outdoor F/O Cable L:25m | 10m-25m | Nec / Fiber Optik Kablo | TR_NEC
124 | Ref_3 | ACC-CBL009 | LC/PC-­?LC/PC Single Mode Indoor/Outdoor F/O Cable L:50m | 50m | Nec / Fiber Optik Kablo | TR_NEC
124 | Ref_4 | ACC-CBL010 | LC/PC-­?LC/PC Single Mode Indoor/Outdoor F/O Cable L:75m | 75m | Nec / Fiber Optik Kablo | TR_NEC
124 | Ref_5 | ACC-CBL011 | LC/PC-­?LC/PC Single Mode Indoor/Outdoor F/O Cable L:100m | 100m | Nec / Fiber Optik Kablo | TR_NEC
124 | Ref_6 | ACC-CBL030 | LC/PC-¬?LC/PC Multi or Single Mode Indoor/Outdoor F/O Cable L:150m | 150m Fiber Optik Kablosu | Nec / Fiber Optik Kablo | TR_NEC
126 | Ref_1 | 52090AHZ | HUAWEI HE PLUGIN CONTROL UNIT (ÜRETİCİ KODU: 01073341) | HUAWEI Kontrol Kartı | Huawei Rectifier Control Unit | Rectifier
126 | Ref_2 | 52090AIG | HUAWEI HE RECTIFIER 2U CABINET | 2U | Huawei Rectifier 2U - Erişime Uygun | Rectifier
126 | Ref_3 | 52090AHV | HUAWEI HE RECTIFIER 5U CABINET W/O CONVERTER SHELF | 5U HUAWEI Kabinet | Huawei Rectifier 5U - Erişime Uygun | Rectifier
127 | Ref_1 | 52020BER | DELTA CONTROL UNIT | DELTA Kontrol Kartı | Delta Rectifier Control Unit | Rectifier
127 | Ref_1 | 52020BFL | DELTA CONTROL UNIT(-48V/24V) | DELTA Kontrol Kartı | Delta Rectifier Control Unit | Rectifier
127 | Ref_1 | 52020BJL | DELTA HE PLUGIN CONTROL UNIT(-48V/24V) | DELTA Kontrol Kartı | Delta Rectifier Control Unit | Rectifier
127 | Ref_1 | 52020BJO | DELTA ALARM CONTROL UNIT | DELTA Kontrol Kartı | Delta Rectifier Control Unit | Rectifier
127 | Ref_1 | 52020BKJ | DELTA ALARM CONTROL UNIT VERSIYON 2 | DELTA Kontrol Kartı | Delta Rectifier Control Unit | Rectifier
127 | Ref_2 | 52020BJN | DELTA RECTIFIER 2U CABINET | 2U | Delta Rectifier 2U - Erişime Uygun Değil | Rectifier
127 | Ref_3 | 52090AHJ | DELTA HE RECTIFIER 4U CABINET W/O CONVERTER SHELF | 4U | Delta Rectifier 4U - Erişime Uygun | Rectifier
127 | Ref_4 | 52020BEP | DELTA RECTIFIER 6U CABINET | 6U DELTA Kabinet | Delta Rectifier 6U - Erişime Uygun Değil | Rectifier
127 | Ref_4 | 52020BFN | DELTA RECTIFIER 6U CABINET (-48V/24V_KORUMALI) | 6U DELTA Kabinet | Delta Rectifier 6U - Erişime Uygun Değil | Rectifier
127 | Ref_4 | 52020BGG | DELTA RECTIFIER 6U CABINET (-48V/24V_K_DONUŞTURUCUSUZ) | 6U DELTA Kabinet | Delta Rectifier 6U - Erişime Uygun Değil | Rectifier
127 | Ref_4 | 52020BJA | DELTA HE RECTIFIER 6U CABINET (-48V/24V_KORUMALI) | 6U DELTA Kabinet | Delta Rectifier 6U - Erişime Uygun | Rectifier
127 | Ref_4 | 52020BJB | DELTA HE RECTIFIER 6U CABINET (-8V/24V_K_DONUŞTURUCUSUZ) | 6U DELTA Kabinet | Delta Rectifier 6U - Erişime Uygun | Rectifier
128 | Ref_1 | 52020BJM | DELTA RECTIFIER UZAKTAN ERISIM KARTI (-48V/24V) | DELTA Uzak Erişim | Delta Rectifier Uzak Erişim | Rectifier
128 | Ref_2 | 52020BEP | DELTA RECTIFIER 6U CABINET | 6U DELTA Kabinet | Delta Rectifier 6U - Erişime Uygun Değil | Rectifier
128 | Ref_2 | 52020BFN | DELTA RECTIFIER 6U CABINET (-48V/24V_KORUMALI) | 6U DELTA Kabinet | Delta Rectifier 6U - Erişime Uygun Değil | Rectifier
128 | Ref_2 | 52020BGG | DELTA RECTIFIER 6U CABINET (-48V/24V_K_DONUŞTURUCUSUZ) | 6U DELTA Kabinet | Delta Rectifier 6U - Erişime Uygun Değil | Rectifier
129 | Ref_1 | TPS1020025A-PLM-M | DELTA Controller | DELTA Kontrol Kartı | Rectifier Control Unit | Rectifier
129 | Ref_1 | TPS1020025A-PLM-M_NT | Delta Orion Controller with SNMP | DELTA Kontrol Kartı | Delta Rectifier Control Unit (Orion) | Rectifier
129 | Ref_2 | CB110130 | Delta 2U Rectifier Cabinet (STPS 2900-48-3) | 2U | Delta Rectifier 2U - Erişime Uygun | Rectifier
129 | Ref_3 | CB110134 | Delta 5U Rectifier Cabinet (STPS 2900-48-4) | 5U DELTA Kabinet | Delta Rectifier 5U - Erişime Uygun | Rectifier
130 | Ref_1 | 52020BDP | ELTEK FLATPACK2 CONTROL UNIT | Eltek Kontrol Kartı | Eltek Rectifier Control Unit | Rectifier
130 | Ref_1 | 52020BFH | ELTEK FLATPACK2 CONTROL UNIT (-48V/24V) | Eltek Kontrol Kartı | Eltek Rectifier Control Unit | Rectifier
130 | Ref_2 | 52090AHR | ELTEK RECTIFIER 2U CABINET | 2U | Eltek Rectifier 2U - Erişime Uygun | Rectifier
130 | Ref_3 | 52020BDO | ELTEK FLATPACK2 RECTIFIER CABINET | 3U | Eltek Rectifier 3U - Erişime Uygun Değil | Rectifier
130 | Ref_4 | 52090AHK | ELTEK HE RECTIFIER 5U CABINET W/O CONVERTER SHELF | 5U | Eltek Rectifier 5U - Erişime Uygun | Rectifier
130 | Ref_5 | 52020BDY | ELTEK FLATPACK2 RECTIFIER 6U CABINET | 6U Eltek Kabinet | Eltek Rectifier 6U - Erişime Uygun Değil | Rectifier
130 | Ref_5 | 52020BFJ | ELTEK RECTIFIER 6U CABINET (-48V/24V KORUMALI) | 6U Eltek Kabinet | Eltek Rectifier 6U - Erişime Uygun Değil | Rectifier
130 | Ref_5 | 52020BHB | ELTEK RECTIFIER 6U CABINET (-48V/24V_K_ DONUŞTURUCUSUZ) | 6U Eltek Kabinet | Eltek Rectifier 6U - Erişime Uygun Değil | Rectifier
130 | Ref_5 | 52020BIY | ELTEK HE RECTIFIER 6U CABINET (-48V/24V_K_ DONUŞTURUCUSUZ) | 6U Eltek Kabinet | Eltek Rectifier 6U - Erişime Uygun | Rectifier
130 | Ref_5 | 52020BLC | ELTEK HE RECTIFIER 6U CABINET V2 (-48V/24V KORUMALI) | 6U Eltek Kabinet | Eltek Rectifier 6U - Erişime Uygun | Rectifier
130 | Ref_5 | 52020BLD | ELTEK HE RECTIFIER 6U CABINET V2 (-48V/24V_K_ DONUŞTURUCUSUZ) | 6U Eltek Kabinet | Eltek Rectifier 6U - Erişime Uygun | Rectifier
131 | Ref_1 | 52090AHY | HUAWEI HE RECTIFIER UNIT 3000 Watt (ÜRETİCİ KODU: 02310FFA) | HUAWEI Dogrultucu | Huawei Rectifier Doğrultucu 3000 | Rectifier
131 | Ref_2 | 52090AIG | HUAWEI HE RECTIFIER 2U CABINET | 2U | Huawei Rectifier 2U - Erişime Uygun | Rectifier
131 | Ref_3 | 52090AHV | HUAWEI HE RECTIFIER 5U CABINET W/O CONVERTER SHELF | 5U HUAWEI Kabinet | Huawei Rectifier 5U - Erişime Uygun | Rectifier
132 | Ref_1 | 52020BES | DELTA RECTIFIER UNIT 2700 Watt | DELTA Dogrultucu | Delta Rectifier Doğrultucu 2700 | Rectifier
132 | Ref_1 | 52020BFM | DELTA RECTIFIER UNIT 2700 Watt (-48V/24V) | DELTA Dogrultucu | Delta Rectifier Doğrultucu 2700 | Rectifier
132 | Ref_1 | 52020BIZ | DELTA HE RECTIFIER UNIT 2900 Watt (-48V/24V) (ÜRETİCİ KODU:ESR-48/56B A-S) | DELTA Dogrultucu | Delta Rectifier Doğrultucu 2900 | Rectifier
132 | Ref_2 | 52020BJN | DELTA RECTIFIER 2U CABINET | 2U | Delta Rectifier 2U - Erişime Uygun Değil | Rectifier
132 | Ref_3 | 52090AHJ | DELTA HE RECTIFIER 4U CABINET W/O CONVERTER SHELF | 4U | Delta Rectifier 4U - Erişime Uygun | Rectifier
132 | Ref_4 | 52020BEP | DELTA RECTIFIER 6U CABINET | 6U DELTA Kabinet | Delta Rectifier 6U - Erişime Uygun Değil | Rectifier
132 | Ref_4 | 52020BFN | DELTA RECTIFIER 6U CABINET (-48V/24V_KORUMALI) | 6U DELTA Kabinet | Delta Rectifier 6U - Erişime Uygun Değil | Rectifier
132 | Ref_4 | 52020BGG | DELTA RECTIFIER 6U CABINET (-48V/24V_K_DONUŞTURUCUSUZ) | 6U DELTA Kabinet | Delta Rectifier 6U - Erişime Uygun Değil | Rectifier
132 | Ref_4 | 52020BJA | DELTA HE RECTIFIER 6U CABINET (-48V/24V_KORUMALI) | 6U DELTA Kabinet | Delta Rectifier 6U - Erişime Uygun | Rectifier
132 | Ref_4 | 52020BJB | DELTA HE RECTIFIER 6U CABINET (-8V/24V_K_DONUŞTURUCUSUZ) | 6U DELTA Kabinet | Delta Rectifier 6U - Erişime Uygun | Rectifier
133 | Ref_1 | ESR-48/56B F C-A | Delta DPR2900 Rectifier Module | DELTA Dogrultucu | Delta Rectifier Doğrultucu (DPR2900) | Rectifier
133 | Ref_2 | CB110130 | Delta 2U Rectifier Cabinet (STPS 2900-48-3) | 2U | Delta Rectifier 2U - Erişime Uygun | Rectifier
133 | Ref_3 | CB110134 | Delta 5U Rectifier Cabinet (STPS 2900-48-4) | 5U DELTA Kabinet | Delta Rectifier 5U - Erişime Uygun | Rectifier
134 | Ref_1 | 52020BFK | ELTEK FLATPACK CONVERTER UNIT 1100 Watt (-48V/24V) | Eltek Dogrultucu 1000W | Eltek Rectifier Doğrultucu 1100 | Rectifier
134 | Ref_2 | 52020BFJ | ELTEK RECTIFIER 6U CABINET (-48V/24V KORUMALI) | 6U Eltek Kabinet | Eltek Rectifier 6U - Erişime Uygun Değil | Rectifier
135 | Ref_1 | 52020BDR | ELTEK FLATPACK2 RECTIFIER UNIT 2000 Watt | Eltek Dogrultucu 2000/3000 | Eltek Rectifier Doğrultucu 2000 | Rectifier
135 | Ref_1 | 52020BFI | ELTEK FLATPACK2 RECTIFIER UNIT 3000 Watt (-48V/24V) | Eltek Dogrultucu 2000/3000 | Eltek Rectifier Doğrultucu 3000 | Rectifier
135 | Ref_1 | 52020BIU | ELTEK FLATPACK2 HE RECTIFIER UNIT 3000 Watt (-48V/24V) | Eltek Dogrultucu 2000/3000 | Eltek Rectifier Doğrultucu 3000 | Rectifier
135 | Ref_2 | 52090AHR | ELTEK RECTIFIER 2U CABINET | 2U | Eltek Rectifier 2U - Erişime Uygun | Rectifier
135 | Ref_3 | 52020BDO | ELTEK FLATPACK2 RECTIFIER CABINET | 3U | Eltek Rectifier 3U - Erişime Uygun Değil | Rectifier
135 | Ref_4 | 52020BDY | ELTEK FLATPACK2 RECTIFIER 6U CABINET | 5U | Eltek Rectifier 6U - Erişime Uygun Değil | Rectifier
135 | Ref_4 | 52020BFJ | ELTEK RECTIFIER 6U CABINET (-48V/24V KORUMALI) | 5U | Eltek Rectifier 6U - Erişime Uygun Değil | Rectifier
135 | Ref_4 | 52020BHB | ELTEK RECTIFIER 6U CABINET (-48V/24V_K_ DONUŞTURUCUSUZ) | 5U | Eltek Rectifier 6U - Erişime Uygun Değil | Rectifier
135 | Ref_4 | 52020BIY | ELTEK HE RECTIFIER 6U CABINET (-48V/24V_K_ DONUŞTURUCUSUZ) | 5U | Eltek Rectifier 6U - Erişime Uygun | Rectifier
135 | Ref_4 | 52020BLD | ELTEK HE RECTIFIER 6U CABINET V2 (-48V/24V_K_ DONUŞTURUCUSUZ) | 5U | Eltek Rectifier 6U - Erişime Uygun | Rectifier
135 | Ref_4 | 52090AHK | ELTEK HE RECTIFIER 5U CABINET W/O CONVERTER SHELF | 5U | Eltek Rectifier 5U - Erişime Uygun | Rectifier
135 | Ref_5 | 52020BLC | ELTEK HE RECTIFIER 6U CABINET V2 (-48V/24V KORUMALI) | 6U Eltek Kabinet | Eltek Rectifier 6U - Erişime Uygun | Rectifier
136 | Ref_1 | 52020BFO | DELTA CONVERTER UNIT 1000 Watt (-48V/24V) | DELTA Dogrultucu 1000W | Delta Rectifier Doğrultucu 1000 | Rectifier
136 | Ref_2 | 52020BKP | DELTA RECTIFIER CONVERTER KAPAGI | Dummy | Delta Rectifier Dummy | Rectifier
136 | Ref_3 | 52020BFN | DELTA RECTIFIER 6U CABINET (-48V/24V_KORUMALI) | 6U DELTA Kabinet | Delta Rectifier 6U - Erişime Uygun Değil | Rectifier
136 | Ref_3 | 52020BGG | DELTA RECTIFIER 6U CABINET (-48V/24V_K_DONUŞTURUCUSUZ) | 6U DELTA Kabinet | Delta Rectifier 6U - Erişime Uygun Değil | Rectifier
136 | Ref_3 | 52020BJA | DELTA HE RECTIFIER 6U CABINET (-48V/24V_KORUMALI) | 6U DELTA Kabinet | Delta Rectifier 6U - Erişime Uygun | Rectifier
136 | Ref_3 | 52020BJB | DELTA HE RECTIFIER 6U CABINET (-8V/24V_K_DONUŞTURUCUSUZ) | 6U DELTA Kabinet | Delta Rectifier 6U - Erişime Uygun | Rectifier
137 | Ref_1 | MBDA-100 COMBINER DT | Comba Medium Power mBDA Repeater Indoor Combiner DT | COMBINER_DT_MT | Repeater MBDA-100 DT | Repeater
137 | Ref_1 | MBDA-100 COMBINER MT | Comba Medium Power mBDA Repeater Indoor Combiner MT | COMBINER_DT_MT | Repeater MBDA-100 MT | Repeater
137 | Ref_2 | MBDA-100 PMU | Comba Medium Power mBDA Repeater Indoor PMU | Repeater RACK_PMU | Repeater MBDA-100 Pmu | Repeater
137 | Ref_2 | MBDA-100 RACK | Comba Medium Power mBDA Repeater Indoor Rack | Repeater RACK_PMU | Repeater MBDA-100 Rack | Repeater
137 | Ref_3 | MBDA-100 RF UNIT 1800 | Comba Medium Power mBDA Indoor 1800 RF Unit 20 MHz 2W Repeater | RF_UNIT | Repeater MBDA-100 1800 | Repeater
137 | Ref_3 | MBDA-100 RF UNIT 2100 | Comba Medium Power mBDA Indoor 2100 Module 10 MHz 2W Repeater | RF_UNIT | Repeater MBDA-100 2100 | Repeater
137 | Ref_3 | MBDA-100 RF UNIT 800 | Comba Medium Power mBDA Indoor 800 RF Unit 10 MHz 2W Repeater | RF_UNIT | Repeater MBDA-100 800 | Repeater
137 | Ref_3 | MBDA-100 RF UNIT 900 | Comba Medium Power mBDA Indoor 900 RF Unit 10 MHz 2W Repeater | RF_UNIT | Repeater MBDA-100 900 | Repeater
138 | Ref_1 | 4045921 | Single cable,AISG cable,2m,RET ile RET arası atlama kablosu | Ret Kablo | RET Kablosu | RF Anten
138 | Ref_1 | 4045922 | Single cable,AISG cable,15m RET ile RET arasi atlama kablosu | Ret Kablo | Single cable,AiSG cable,15m RET ile RET arasi at | RF Anten
138 | Ref_1 | 4070097 | Single cable,Communication cable,5M RET ile RRU ARASI KABLO | Ret Kablo | RET Kablosu | RF Anten
138 | Ref_1 | 04045921 | Single cable,AISG cable,2m,RET ile RET arası atlama kablosu | Ret Kablo | RET Kablosu | RF Anten
138 | Ref_1 | 04045922 | Single cable,AISG cable,15m RET ile RET arasi atlama kablosu | Ret Kablo | Single cable,AISG cable,15m RET ile RET arasi at | RF Anten
138 | Ref_1 | 04070097 | Single cable,Communication cable,5M RET ile RRU ARASI KABLO | Ret Kablo | RET Kablosu | RF Anten
138 | Ref_1 | 1/TSR 484 21/10M | RET control cable to Premium TMA, daisy chaining of AISG/3GPP and RRUW-01, black 10 m- | Ret Kablo | RET Kablosu | RF Anten
138 | Ref_1 | 1/TSR 484 21/15M | RET control cable to Premium TMA, daisy chaining of AISG/3GPP and RRUW-01, black 15,0 m | Ret Kablo | RET Kablosu | RF Anten
138 | Ref_1 | 1/TSR 484 21/3000 | RET control cable to Premium TMA, daisy chaining of AISG/3GPP and RRUW-01, black 3,0 m | Ret Kablo | RET Kablosu | RF Anten
138 | Ref_1 | 1/TSR 484 21/5000 | RET control cable to Premium TMA, daisy chaining of AISG/3GPP and RRUW-01, black 5,0 m- | Ret Kablo | RET Kablosu | RF Anten
138 | Ref_1 | 860 10029 | Kathrein RET cable for power supply and control, 3m , Black, 2x8 pin connector (IEC 60130­9, female/male) | Ret Kablo | RET Kablosu | RF Anten
138 | Ref_1 | TSR 484 31/2500 | RET control cable to ASC 2.0, RIU and RRU22 (20W) | Ret Kablo | RET Kablo ASC | RF Anten
138 | Ref_2 | 860 10045 | Remote Electric Tilt Unit (RET) Ericsson Type | Ret | RET | RF Anten
138 | Ref_2 | 860 10148 | Kathrein Remote Control Unit, RCU AISG 2.0 | Ret | RCU | RF Anten
138 | Ref_2 | 860 10148V01 | Kathrein Remote Control Unit, RCU AISG 2.0 including RFID Reader | Ret | RCU | RF Anten
138 | Ref_2 | IRCU 502 ODI-065R12E15KJJ | IRCU 502 ODI-065R12E15KJJ Comba Internal Remote Control Unit , IRCU RET, AISG 2.0 | Ret | RET | RF Anten
138 | Ref_2 | IRCU 502 ODI-065R12M15JJJ02 | IRCU 502 ODI-065R12M15JJJ02 Comba Internal Remote Control Unit , IRCU RET, AISG 2.0 | Ret | RET | RF Anten
138 | Ref_2 | IRCU 502 ODI-065R15M18JJJ02 | IRCU 502 ODI-065R15M18JJJ02 Comba Internal Remote Control Unit , IRCU RET, AISG 2.0 | Ret | RCU | RF Anten
138 | Ref_2 | IRCU 602 ODI-065R15M18JKDKD02 | IRCU 602 ODI-065R15M18JKDKD02 Comba Internal Remote Control Unit , IRCU RET, AISG 2.0 | Ret | RET | RF Anten
138 | Ref_2 | IRCU-501 | Comba Internal Remote Control Unit , IRCU RET, AISG 2.0 | Ret | RET ODI | RF Anten
138 | Ref_2 | IRCU-501 ODI-065R15E18KJJ-G | Comba Internal Remote Control Unit , IRCU RET, AISG 2.0 for ODI-065R15E18KJJ-G | Ret | RET ODI | RF Anten
138 | Ref_2 | KRC 115 032/1 | RET INTERFACE UNIT (RIU) | Ret | RET | RF Anten
138 | Ref_2 | KRY 121 63/1 | REMOTE ELECTRIC TILT UNIT (RET) | Ret | RET | RF Anten
138 | Ref_2 | MS-EXT-RET-12 | Matsing RET Upgrade for MS-12H180 AISG2.0 | Ret | Diğer | RF Anten
138 | Ref_2 | PW 8210.40 | Powerwave single-band RET for multi-band antennas, Ericsson proprietary protocol, +10-30VDC | Ret | RET | RF Anten
138 | Ref_2 | TY-RCUB20 | Tongyu Remote Control Unit, RCU AISG2.0 | Ret | RCU | RF Anten
138 | Ref_3 | AE-7647-0001 | Aselsan 4X Pol Multi Band LTE Antenna 1.5m | Anten | RF Anten Outdoor 4X | RF Anten
138 | Ref_3 | AOC4518R13V06 | Huawei 8X Pol, 65° | Anten | RF ANTEN 8x Pol | RF Anten
138 | Ref_3 | ODI-065R12E15KJJ-G | Comba 4X Pol LHHH Anten, 790-960/1710-2170/1710-2690, 65°, 13.5/14.5/15.8/15.8dBi, 0°-14°/0°-10°/0°-10°/0°-10°T, Int.RCU, 0.8m/0.38m | Anten | RF Anten Outdoor 4X 7/16 for 4G | RF Anten
138 | Ref_3 | ODI-065R12M15JJJ02-GQ | 4X Pol, 65° 694-960/1710-2690/1710-2690/1710-2690MHz 14.7/17.4/17.9/17.9dBi, E-Tilt: 2-16/2-12/2-12/2-12 | Anten | RF Anten Outdoor 4X 4.3 for 4G | RF Anten
138 | Ref_3 | ODI-065R12M15JJJ02-GQ V1 | 4X Pol, 65°694-960/1710-2690/1710-2690/1710-2690MHz14.7/17.4/17.9/17.9dBi, E-Tilt: 2-16/2-12/2-12/2-12 | Anten | RF Anten Outdoor 4X 4.3 | RF Anten
138 | Ref_3 | ODI-065R15E18KJJ-G | Comba | Anten | RF Anten Outdoor 7/16 for 4G | RF Anten
138 | Ref_3 | ODI-065R15M18JJJ02-G | 4X Pol, 65° 694-960/1710-2690/1710-2690/1710-2690MHz 14.7/17.4/17.9/17.9dBi, E-Tilt: 2-16/2-12/2-12/2-12 | Anten | RF Anten Outdoor 4X 7/16 for 4G | RF Anten
138 | Ref_3 | ODI-065R15M18JJJ02-GQ | 4X Pol, 65° 694-960/1710-2690/1710-2690/1710-2690MHz 14.7/17.4/17.9/17.9dBi, E-Tilt: 2-16/2-12/2-12/2-12 | Anten | RF Anten Outdoor 4X 4.3 | RF Anten
138 | Ref_3 | ODI-065R15M18JKDKD02-GQ | 6X Pol, 65° 694-960/1710-2690/1710-2170/2490-2690/1710-2170/2490-2690MHz 14.6/17.5/17.0/17.3/17.0/17.3dBi, E-Tilt: 2-16/2-12/2-12/2-12/2-12/2-12 | Anten | RF Anten Outdoor 6X 4.3 for 4G | RF Anten
138 | Ref_3 | ODI-065R17M18JJJJ-GQ | 4X Pol, 65° 694-960/1710-2690/1710-2690/1710-2690MHz 14.7/17.4/17.9/17.9dBi, E-Tilt: 2-16/2-12/2-12/2-12 | Anten | RF Anten 4x | RF Anten
138 | Ref_3 | ODI2-065R15M18JKD02-GQ | 8X Pol, 65° | Anten | RF Anten Outdoor 8X for 4G | RF Anten
139 | Ref_1 | 4026159 | Single Cable,RF Cable,2.5m,DIN50SM-II,COAX50-8.7/3.55,DIN50SM-II,BTS2.0A,W4623 | Jumpur | Jumper KEE | RF Anten
139 | Ref_1 | 4130028 | RF Cable,3.0m,7/16DIN50AM,COAX50-8.7/3.55B,DIN50SM-II | Jumpur | Jumper KEE | RF Anten
139 | Ref_1 | 4130029 | RF Cable,4.0m, 7/16DIN50AM,COAX50-8.7/3.55B,DIN50SM-II | Jumpur | Jumper KEE | RF Anten
139 | Ref_1 | 4130066 | RF Cable,3m,DIN50SM-II,COAX50-8.7/3.55,DIN50SM-II,1/2 Inch Superflexible Jumper | Jumpur | Jumper KEE | RF Anten
139 | Ref_1 | 4130067 | RF Cable, 4m, DIN50SM-II, COAX50-8.7/3.55, DIN50SM-II, 1/2 Inch Superflexible Jumper, pc | Jumpur | Jumper KEE | RF Anten
139 | Ref_1 | 4130068 | RF CABLE 6M Jumper | Jumpur | Jumper KEE | RF Anten
139 | Ref_1 | 04026159 | Single Cable,RF Cable,2.5m,DIN50SM-II,COAX50-8.7/3.55,DIN50SM-II,BTS2.0A,W4623 | Jumpur | Jumper KEE | RF Anten
139 | Ref_1 | 04130028 | RF Cable,3.0m,7/16DIN50AM,COAX50-8.7/3.55B,DIN50SM-II | Jumpur | Jumper KEE | RF Anten
139 | Ref_1 | 04130029 | RF Cable,4.0m, 7/16DIN50AM,COAX50-8.7/3.55B,DIN50SM-II | Jumpur | Jumper KEE | RF Anten
139 | Ref_1 | 04130066 | RF Cable,3m,DIN50SM-II,COAX50-8.7/3.55,DIN50SM-II,1/2 Inch Superflexible Jumper | Jumpur | Jumper KEE | RF Anten
139 | Ref_1 | 04130067 | RF Cable, 4m, DIN50SM-II, COAX50-8.7/3.55, DIN50SM-II, 1/2 Inch Superflexible Jumper, pc | Jumpur | Jumper KEE | RF Anten
139 | Ref_1 | 04130068 | RF CABLE 6M Jumper | Jumpur | Jumper KEE | RF Anten
139 | Ref_1 | 52020BEK | JUMPER CABLE ( 2M ) MALE-MALE 7/16 CONNECTOR (NKJ 114) | Jumpur | Jumper KEE | RF Anten
139 | Ref_1 | 52020BEL | JUMPER CABLE (3M) MALE-MALE 7/16 CONNECTOR (NKJ 116) | Jumpur | Jumper KEE | RF Anten
139 | Ref_1 | 52020BFR | 2MT JUMPER 1/2 SUPERFLEX 7/16 MALE-MALE (90 DEGREE-FOR 2216) | Jumpur | Jumper 1/2 - KEE-L | RF Anten
139 | Ref_1 | 52020BHG | JUMPER CABLE ( 1M ) MALE-MALE 7/16 CONNECTOR | Jumpur | Jumper 7/16 M-M | RF Anten
139 | Ref_1 | 52020BHJ | 2 MT JUMPER ½, 7/16 MALE-MALE | Jumpur | Jumper KEE | RF Anten
139 | Ref_1 | 52020BHK | Jumper Cable 1m 7/16m-7/16m (Low Loss) | Jumpur | Jumper KEE | RF Anten
139 | Ref_1 | 52020BHL | Jumper Cable 2m 1/2" 7/16m - 7/16m (Low Loss) | Jumpur | Jumper KEE | RF Anten
139 | Ref_1 | 52020BNA | JUMPER CABLE (4M) MALE-MALE 7/16 CONNECTOR (NKJ 116) | Jumpur | Jumper KEE | RF Anten
139 | Ref_1 | 52020BNB | JUMPER CABLE (6M) MALE-MALE 7/16 CONNECTOR (NKJ 116) | Jumpur | Jumper KEE | RF Anten
139 | Ref_1 | 52030AAC | RF 4m Jumper cable, 7-16 DIN male/4.3-10 male | Jumpur | Jumper KIEE | RF Anten
139 | Ref_1 | 52030AAD | RF 3m Jumper cable, 7-16 DIN male/4.3-10 male | Jumpur | Jumper KIEE | RF Anten
139 | Ref_1 | 52030AAE | RF 6m Jumper cable, 7-16 DIN male/4.3-10 male | Jumpur | Jumper KIEE | RF Anten
139 | Ref_1 | 52030AAF | RF 8m Jumper cable, 7-16 DIN male/4.3-10 male | Jumpur | Jumper KIEE | RF Anten
139 | Ref_1 | 52030AAK | RF Jumper cable 2m, 4.3-10 male /4.3-10 male | Jumpur | Jumper IEE | RF Anten
139 | Ref_1 | 52030AAL | RF Jumper cable 3m, 4.3-10 male /4.3-10 male | Jumpur | Jumper IEE | RF Anten
139 | Ref_1 | 52030AAM | RF Jumper cable 4m, 4.3-10 male /4.3-10 male | Jumpur | Jumper IEE | RF Anten
139 | Ref_1 | 52030AAN | RF Jumper cable 6m, 4.3-10 male /4.3-10 male | Jumpur | Jumper IEE | RF Anten
139 | Ref_1 | 52030AAO | RF Jumper cable 8m, 4.3-10 male /4.3-10 male | Jumpur | Jumper IEE | RF Anten
139 | Ref_1 | 52030BHJ | Jumper 8 mt | Jumpur | Jumper | RF Anten
139 | Ref_1 | CNT240-PNFSM-4M | 4M JUMPER,SMA4M N MALE | Jumpur | Jumper | RF Anten
139 | Ref_1 | NKJ 114 | JUMPER CABLE ( 2M ) MALE-MALE 7/16 CONNECTOR | Jumpur | Jumper KEE | RF Anten
139 | Ref_1 | NKJ 116 | JUMPER CABLE (3M) MALE-MALE 7/16 CONNECTOR | Jumpur | Jumper KEE | RF Anten
139 | Ref_1 | NKJ 157 | JUMPER 3.5m RFF, 1/2 '' , 7/16m-7/16 RIGHT ANGLE MALE NK DRAKA ( FOR RBS 2216) | Jumpur | Jumper 1/2 - KEE-L | RF Anten
139 | Ref_1 | TSR 951 357/1500 | CONNECTION CABLE/Jumper N(m)-SMA(m) 1.5m | Jumpur | Jumper | RF Anten
139 | Ref_1 | TSR 951 363/1 | RF-Jumper N(m) angled-7/16(f), 1m | Jumpur | Jumper N Tipi 7/16 L | RF Anten
139 | Ref_1 | TSR 951 70/2 | TX Jumper Cable RFS HCF 1/2Inch 2 Meter | Jumpur | Jumper 1/2 | RF Anten
139 | Ref_2 | 02311TVV | RRU5309 for LTE 800M (2*60W) | TRU / RUS / RRU*2 | MHz_B20_800_RRU X2 | RF Anten
139 | Ref_2 | KRC 118 047/1 | RRUS 61 B38 | TRU / RUS / RRU*2 | MHz_B38_RRUS | RF Anten
139 | Ref_2 | KRC 118 18/6 | TRANSCEIVER/RU22; RADIO UNIT 2160 | TRU / RUS / RRU*2 | MHz_B1_2100_RRU FU-RU | RF Anten
139 | Ref_2 | KRC 118 40/2 | RUW 01; Radio Unit | TRU / RUS / RRU*2 | RUW_O2X | RF Anten
139 | Ref_2 | KRC 118 42/2 | RRUW;01 B1 Radio Unit RBS 3418 | TRU / RUS / RRU*2 | MHz_B1_2100_O2X Connectör Yok | RF Anten
139 | Ref_2 | KRC 118 42/3 | RRUW - 01 B1 Radio Unit RBS 3418 | TRU / RUS / RRU*2 | MHz_B1_2100_O2X Connectör Yok | RF Anten
139 | Ref_2 | KRC 118 62/1 | TRANSCEIVER RUS 01 (900 MHz) | TRU / RUS / RRU*2 | MHz_B8_900_RUS 01 | RF Anten
139 | Ref_2 | KRC 118 62/2 | TRANSCEIVER RUS 01 (900 MHz) | TRU / RUS / RRU*2 | MHz_B8_900_RUS 01 | RF Anten
139 | Ref_2 | KRC 118 71/2 | TRANSCEIVER/RRUS 01 B8;Radio Unit (900 MHz) | TRU / RUS / RRU*2 | MHz_B8_900_O2X | RF Anten
139 | Ref_2 | KRC 118 75/1 | TRANSCEIVER/RUS 01 B1;Radio Unit (2100 MHz) | TRU / RUS / RRU*2 | MHz_B1_2100_RUS 01 | RF Anten
139 | Ref_2 | KRC 118 76/1 | TRANSCEIVER/RRUS 01 B1;Radio Unit (2100 MHz) | TRU / RUS / RRU*2 | MHz_B1_2100_O2X | RF Anten
139 | Ref_2 | KRC 118 91/2 | TRANSCEIVER/RRUS 11 B20;Radio Unit- | TRU / RUS / RRU*2 | MHz_B20_800_O2X | RF Anten
139 | Ref_2 | KRC 131 1002/1 | TRU for RBS 2206 | TRU / RUS / RRU*2 | MHz 900_TRU | RF Anten
139 | Ref_2 | KRC 131 1002/2 | EDGE dTRU 900MHz | TRU / RUS / RRU*2 | MHz 900_DTRU | RF Anten
139 | Ref_2 | KRC 131 137/01 | EDGE sTRU 900MHz | TRU / RUS / RRU*2 | MHz 900_STRU | RF Anten
139 | Ref_2 | KRC 131 47/03 | TRU for RBS 2000 (KRC 131 47/15) | TRU / RUS / RRU*2 | MHz 900_TRU | RF Anten
139 | Ref_2 | KRC 131 47/15 | TRU for RBS 2000 (KRC 131 47/03) | TRU / RUS / RRU*2 | MHz 900_TRU | RF Anten
139 | Ref_2 | KRC 161 094/1 | RBS 2216 DRU | TRU / RUS / RRU*2 | MHz 900_DRU | RF Anten
139 | Ref_2 | KRC 161 149/1 | RBS 2216 DRU ,TRANSCEIVER-EGSM | TRU / RUS / RRU*2 | MHz 900_DRU | RF Anten
139 | Ref_2 | KRC 161 260/1 | RUS-02 900 MHz | TRU / RUS / RRU*2 | MHz 900_RUS X2 | RF Anten
139 | Ref_2 | KRC 161 262/2 | RRUS-12 900 MHz | TRU / RUS / RRU*2 | MHz_B8_900_O2X | RF Anten
139 | Ref_2 | KRC 161 296/1 | TRANSCEIVER/RUS 02 B1;Radio Unit | TRU / RUS / RRU*2 | MHz_B1_2100_RUS 02 | RF Anten
139 | Ref_2 | KRC 161 297/2 | RRUS-12 2100 MHz | TRU / RUS / RRU*2 | MHz_B1_2100_O2X | RF Anten
139 | Ref_2 | KRC 161 428/1 | Radio 2217 B7;Radio Unit | TRU / RUS / RRU*2 | MHz_B7_2600_NI2X | RF Anten
139 | Ref_2 | KRC 161 549/1 | Radio 2217 B20;Radio Unit | TRU / RUS / RRU*2 | MHz_B20_800_N2X | RF Anten
139 | Ref_2 | KRC 161 619/1 | Radio 2219 B3 | TRU / RUS / RRU*2 | MHz_B3_1800_NI2X | RF Anten
139 | Ref_2 | KRC 161 622/1 | Radio 2219 B1 | TRU / RUS / RRU*2 | MHz_B1_2100_N2X (4XSFP) | RF Anten
139 | Ref_2 | KRC 161 670/1 | Radio 2219 B8 | TRU / RUS / RRU*2 | MHz_B8_900_N2X | RF Anten
139 | Ref_2 | KRC 161 84/6 | RBS 2308 edge dTRU (4 TRX) | TRU / RUS / RRU*2 | MHz 900_DTRU | RF Anten
139 | Ref_3 | 02311PFF | RRU5301 for LTE 2600MHz (4*40W) | RRU / Combiner*4 | MHz_B7_2600_N4X | RF Anten
139 | Ref_3 | 02311QMD | RRU5901 for LTE 1800MHz (4*40W) | RRU / Combiner*4 | MHz_B3_1800_N4X | RF Anten
139 | Ref_3 | 23030078 | QUAD-BAND COMBINER,4X200W,7/16DIN-F,OUTD | RRU / Combiner*4 | Quad band Combiner 7/16 | RF Anten
139 | Ref_3 | 4X4HYBCOMB23030076 | 4X4 HYBCOMB,694-2700MHZ,4X200W,7/16DIN-F | RRU / Combiner*4 | Hybird Combiner 7/16 | RF Anten
139 | Ref_3 | AXELL3GMCM | AXELL 4x4 Hybrid Matrix Combiner MCM, 800~2200MHz, DIN-Female, Square Type (kare şekli) | RRU / Combiner*4 | Combiner | RF Anten
139 | Ref_3 | D23030576 | 4X4 HYBCOMB,694-2700MHZ,4X200W,7/16DIN-F | RRU / Combiner*4 | Hybird Combiner 7/16 | RF Anten
139 | Ref_3 | E15V67P15 | ANDREW 16-4 Point of Interface Combiner Inputs (900x8, 1800x4 2100x4 inputs) | RRU / Combiner*4 | Combiner | RF Anten
139 | Ref_3 | H4X4CPUN | Andrew 4x4 Hybrid Matrix Combiner MCM, 800~2200MHz, N-Female, Square Type (kare şekli) | RRU / Combiner*4 | Hybird Combiner | RF Anten
139 | Ref_3 | HMP-6-8F-DF-01 | Wide band MCM (698-2700 Mhz) 500W | RRU / Combiner*4 | MCM Combiner | RF Anten
139 | Ref_3 | K 782 10534 | Kathrein MCM Female Oblong DIN Type Hybrid Combiner 4:4 698 ? 2690 MHz 4 x 150 W | RRU / Combiner*4 | Hybird Combiner | RF Anten
139 | Ref_3 | KRC 161 412/1 | TRANSCEIVER/RRUS 32 B7;Radio Unit- | RRU / Combiner*4 | MHz_B7_2600_O4X | RF Anten
139 | Ref_3 | KRC 161 413/1 | TRANSCEIVER/RRUS 32 B3;Radio Unit- | RRU / Combiner*4 | MHz_B3_1800_O4X | RF Anten
139 | Ref_3 | KRC 161 495/1 | Radio 4415 B7 (2600MHz) | RRU / Combiner*4 | MHz_B7_2600_N4X | RF Anten
139 | Ref_3 | KRC 161 506/1 | Radio 2203 B7 | RRU / Combiner*4 | Diğer | RF Anten
139 | Ref_3 | KRC 161 637/1 | Radio 4415 B3 (1800MHz) | RRU / Combiner*4 | MHz_B3_1800_N4X | RF Anten
139 | Ref_3 | KRC 161 777/1 | TRANSCEIVER/Radio 4480 44B1 44B3 C;Radio | RRU / Combiner*4 | MHz_B1_B3_RRU | RF Anten
139 | Ref_3 | MUL082244A | LS 4x4 Hybrid Matrix Combiner MCM, 800~2200MHz, N-Female, Oblong (dikdörtgen şekli) | RRU / Combiner*4 | Hybird Combiner | RF Anten
139 | Ref_3 | MUL-0827-44A | LS 4x4 Hybrid Matrix Combiner MCM, 800~2700MHz, N-Female, Square Type (kare şekli) | RRU / Combiner*4 | Hybird Combiner | RF Anten
139 | Ref_3 | MUL-0827-44D | LS 4x4 Hybrid Matrix Combiner MCM, 800~2700MHz, DIN-Female, Oblong (dikdörtgen şekli) | RRU / Combiner*4 | MCM Combiner | RF Anten
139 | Ref_3 | QCB-GDWL-DF-01 | QUAD-BAND COMBINER,4X200W,7/16DIN-F,OUTD | RRU / Combiner*4 | Quad band Combiner 7/16 | RF Anten
139 | Ref_3 | QCB-GDWL-MDF-01 | QUAD-BAND COMBINER,4X200W,4.3-10-F,OUTD | RRU / Combiner*4 | Quad band Combiner 4.3-10 | RF Anten
139 | Ref_3 | QHM-6-1F-DF-01 | 4X4 HYBCOMB,694-2700MHZ,4X200W,7/16DIN-F | RRU / Combiner*4 | Hybird Combiner 7/16 | RF Anten
139 | Ref_3 | QUADBCOMB23030078 | QUAD-BAND COMBINER,4X200W,7/16DIN-F,OUTD | RRU / Combiner*4 | Quad band Combiner 7/16 | RF Anten
139 | Ref_3 | R-HY44DB | RFTIME Hybrid Matrix Combiner MCM, 698~2700MHz, DIN-Female, Oblong (dikdörtgen şekli) | RRU / Combiner*4 | Hybird Combiner | RF Anten
139 | Ref_3 | R-HY44NB | RFTIME Hybrid Matrix Combiner MCM, 698~2700MHz, N-Female, Oblong (dikdörtgen şekli) | RRU / Combiner*4 | Hybird Combiner | RF Anten
139 | Ref_4 | 21212 | 2100 MHz Same-Band Combiner | Combiner*2 | Same-Band Combiner | RF Anten
139 | Ref_4 | 80902 | 800-900 MHz Dual-Band Combiner | Combiner*2 | Dual Band Combiner | RF Anten
139 | Ref_4 | 23030078 | QUAD-BAND COMBINER,4X200W,7/16DIN-F,OUTD | Combiner*2 | Quad band Combiner 7/16 | RF Anten
139 | Ref_4 | 2X2HYBCOMB23030077 | 2X2 HYBCOMB,694-2700MHZ,2X200W,7/16DIN-F | Combiner*2 | Hybird Combiner 7/16 | RF Anten
139 | Ref_4 | 52031ADD | HYBRID COMBINER 800-2500MHz 7-16 DIN TYPE FEMALE (CPL-100-3-DF-B ) | Combiner*2 | Hybird Combiner 7/16 | RF Anten
139 | Ref_4 | CM-AE2D-OD1 | 800/900 Dual band DC-Stop Combiner | Combiner*2 | Dual Band Combiner 7-16 DIM U900-LTE 800 | RF Anten
139 | Ref_4 | CM-AE2D-OD2 | 800/900 Dual Band (800 DC-bypass / 900 DC-stop) Combiner | Combiner*2 | Dual Band Combiner 4.3 10 U900-LTE 800 | RF Anten
139 | Ref_4 | CM-KY2D-OD1B | 1800/2600 Dual Band DC-Stop Combiner | Combiner*2 | Dual Band Combiner 7-16 DIM LTE 1800-2600 | RF Anten
139 | Ref_4 | CM-KY2D-OD2B | Just 1800 Dual Band DC-bypass Combiner | Combiner*2 | Dual Band Combiner 4.3 10 LTE 1800-2600 | RF Anten
139 | Ref_4 | CPL03ADA011 | HYBRID COMBINER 698-2700MHz 7-16 DIN TYPE FEMALE | Combiner*2 | Hybird Combiner 7/16 | RF Anten
139 | Ref_4 | D23030577 | 2X2 HYBCOMB,694-2700MHZ,2X200W,7/16DIN-F | Combiner*2 | Hybird Combiner 7/16 | RF Anten
139 | Ref_4 | KRF 111 53/2 | Hybrid Combiner 800-2200 Mhz, 50 Ohm,3.1 dB | Combiner*2 | Hybird Combiner | RF Anten
139 | Ref_4 | KRY 101 1535/1 | CU Combiner Unit | Combiner*2 | CDU | RF Anten
139 | Ref_4 | KRY 101 1841/1 | Ericsson Multicasting Matrix 806-960MHz | Combiner*2 | MCM Combiner | RF Anten
139 | Ref_4 | NTM/KRF 201 143/1 | Hybrid Combiner 3 dBi (KRF 111 53/2) | Combiner*2 | Hybird Combiner | RF Anten
139 | Ref_4 | QHC-3-1F-DF-01 | 2X2 HYBCOMB,694-2700MHZ,2X200W,7/16DIN-F | Combiner*2 | Hybird Combiner 7/16 | RF Anten
139 | Ref_4 | QHC-3-2F-MDF-01 | 2X2 HYBCOMB,694-5000MHZ,2X200W,4.3-10-F | Combiner*2 | Hybird Combiner 4.3-10 | RF Anten
139 | Ref_5 | 21212 | 2100 MHz Same-Band Combiner | Combiner*1 | Same-Band Combiner | RF Anten
139 | Ref_5 | 782 10250 | Kathrein Dual Band Combiner Single Unit, -0.1dB, 470~960/1710~2170MHz, DIN-Female, Outdoor, 650W | Combiner*1 | Dual Band Combiner | RF Anten
139 | Ref_5 | 782 10644 | quad-band combiner 690-2790 Mhz Combiner | Combiner*1 | Quad band Combiner | RF Anten
139 | Ref_5 | 782 10662 | Kathrein Dual Band Combiner Single Unit, -0.1dB, 470~960/1710~2170MHz, DIN-Female, Outdoor, 650W | Combiner*1 | Dual Band Combiner | RF Anten
139 | Ref_5 | 80902 | 800-900 MHz Dual-Band Combiner | Combiner*1 | Dual Band Combiner | RF Anten
139 | Ref_5 | CM-FDWY4-OD8 | Comba Quad band combiner N female | Combiner*1 | Quad band Combiner | RF Anten
139 | Ref_5 | FHTC-1920-2170-2-200M01/W | Fiberhome 2100MHz Same-Band Combiner, 4.3-10 Female, DC-Stop | Combiner*1 | Same-Band Combiner 4.3-10 | RF Anten
139 | Ref_5 | HXCF-1710-2690-2-300M01/W | Fiberhome 1800/2100-2600MHz Dual-Band Combiner, 4.3-10 Female, DC-Stop | Combiner*1 | Dual Band Combiner 4.3-10 | RF Anten
139 | Ref_5 | J.DPLX.MDF.DUL | JMX 800/900MHz Dual-Band Combiner, 4.3-10 Female, DC-Stop | Combiner*1 | Dual Band Combiner 4.3-10 | RF Anten
139 | Ref_5 | J.TRPLX.DF.DUL.2 | JMX 1800-2100/2600MHz Dual-Band Combiner, 4.3-10 Female, DC-Stop | Combiner*1 | Dual Band Combiner 4.3-10 | RF Anten
139 | Ref_5 | J.TRPLX.MDF.DUL.2 | JMX 1800-2100/2600MHz Dual-Band Combiner, 4.3-10 Female, DC-Stop | Combiner*1 | Dual Band Combiner 4.3-10 | RF Anten
139 | Ref_5 | K 782 10250 | Kathrein Dual Band Combiner Single Unit, -0.1dB, 470~960/1710~2170MHz, DIN-Female, Outdoor, 650W | Combiner*1 | Dual Band Combiner | RF Anten
139 | Ref_5 | KRF 102 272/4 | Diplex filter, 806-960+1710-2200 MHz, double unit, low band DC-block | Combiner*1 | Diplex Low Band Combiner | RF Anten
139 | Ref_5 | QCB-DL-MDF-01D | 1800-2100/2600 Dual Band DC-Stop Combiner | Combiner*1 | Dual Band Combiner | RF Anten
139 | Ref_5 | QCB-WL-MDF-01D | 1800/2100-2600 Dual Band DC-Stop Combiner | Combiner*1 | Dual Band Combiner | RF Anten
139 | Ref_5 | SBC-21 | Same band Combiner 2100 | Combiner*1 | Same-Band Combiner 7-16 | RF Anten
139 | Ref_6 | 23030082 | 100W TERMINATOR,0-3000MHZ,7/16DIN-M,OUTD | Terminatör-1 | Terminatör | RF Anten
139 | Ref_6 | 23030092 | 200W TERMINATOR,0-3000MHZ,7/16DIN-M,OUTD | Terminatör-1 | Terminatör | RF Anten
139 | Ref_6 | 100WLOADPD080210 | 100W TERMINATOR,0-3000MHZ,7/16DIN-M,OUTD | Terminatör-1 | Terminatör | RF Anten
139 | Ref_6 | 200WLOADPD080211 | 200W TERMINATOR,0-3000MHZ,7/16DIN-M,OUTD | Terminatör-1 | Terminatör | RF Anten
139 | Ref_6 | 52030AGF | PST 1/2" - 7/8" Termination (Sonlandırma) | Terminatör-1 | Terminatör | RF Anten
139 | Ref_6 | 52031ADE | TERMINATOR 50W 7-16 DIN TYPE MALE(L-DL-50-DM ) | Terminatör-1 | Terminatör | RF Anten
139 | Ref_6 | K 62 26 301 | Terminator 50W N-FEMALE (ZYA 402 02/1) | Terminatör-1 | Terminatör | RF Anten
139 | Ref_6 | L-200-DM | 200 W DIN Type terminator | Terminatör-1 | Terminatör | RF Anten
139 | Ref_6 | LD-100DM | 100W DIN type Male terminator | Terminatör-1 | Terminatör | RF Anten
139 | Ref_6 | LD50NM | TERMINATOR 50W 7-16 N-TYPE MALE | Terminatör-1 | Terminatör | RF Anten
139 | Ref_6 | QTL-100-DF-01 | 100W TERMINATOR,0-3000MHZ,7/16DIN-M,OUTD | Terminatör-1 | Terminatör | RF Anten
139 | Ref_6 | QTL-200-DF-01 | 200W TERMINATOR,0-3000MHZ,7/16DIN-M,OUTD | Terminatör-1 | Terminatör | RF Anten
139 | Ref_6 | R-TM50NA | RFTIME Terminator, 0~3000MHz, N-Female, Outdoor 50W | Terminatör-1 | Diğer | RF Anten
139 | Ref_6 | T-25-NM | Commscope 25 W terminator N Type Male | Terminatör-1 | Diğer | RF Anten
139 | Ref_6 | UML 901 12/1 | TERMINATOR, 50W, N-female (K 62 26 301) | Terminatör-1 | Terminatör | RF Anten
139 | Ref_6 | ZYA 402 02/1 | TERMINATOR, 50w, N (female) (K 62 26 301) | Terminatör-1 | Terminatör | RF Anten
140 | Ref_1 | KDU 137 569/1 | PROCESSOR UNIT DUG 20 | DUG | DUG | Kabinet
140 | Ref_2 | KDU 127 161/2 | DUW 20 01; Digital Unit | DUW | DUW | Kabinet
140 | Ref_2 | KDU 127 161/3 | DUW 30 Digital Unit | DUW | DUW | Kabinet
140 | Ref_2 | KDU 127 174/3 | DUW 31 | DUW | DUW | Kabinet
140 | Ref_2 | KDU 127 174/4 | DUW41 | DUW | DUW | Kabinet
140 | Ref_3 | KDU 137 848/11 | PROCESSOR UNIT/Baseband 6630; Digital Unit | BB | Baseband 6630 LTE Only frame | Kabinet
140 | Ref_3 | KDU 137 925/31 | PROCESSOR UNIT/Baseband 5216; Digital Un- | BB | Baseband | Kabinet
140 | Ref_3 | KDU 137 925/41 | PROCESSOR UNIT/Baseband 5212; Digital Un | BB | Baseband | Kabinet
140 | Ref_3 | KDU 137 949/1 | PROCESSOR UNIT/Baseband R503; Auxiliary | BB | Baseband | Kabinet
140 | Ref_3 | KDV 127 621/11 | Baseband 6630 with fan | BB | Baseband | Kabinet
140 | Ref_4 | 101/BFF 901 16 | EQUIPPED CABINET/RBS 6302;AGO G/W/L | Small | RBS 6302 | Kabinet
140 | Ref_4 | 307/BFF 901 16 | EQUIPPED CABINET/RBS 6302;AGO G/W/L | Small | RBS 6302 | Kabinet
140 | Ref_4 | KRD 901 101/1 | RADIO COMMUNIC.EQUIP/RBS 6501 B1-AC cabinet | Small | RBS 6501 Small | Kabinet
140 | Ref_5 | 7164929 | #N/A | Repeater | #N/A | Kabinet
140 | Ref_5 | 756307000 | #N/A | Repeater | #N/A | Kabinet
140 | Ref_5 | 52060AEA | Otomatik Dönen Anten sistemi Elektronik bölüm. | Repeater | Otomatik Dönen Anten sistemi Elektronik bölüm. | Kabinet
140 | Ref_5 | 52060AEB | Otomatik Dönen Anten sistemi Mekanik bölüm | Repeater | Otomatik Dönen Anten sistemi Mekanik bölüm | Kabinet
140 | Ref_5 | ANDREW MR301B | Andrew GSM Band Selective Repeater 23 dbm | Repeater | Repeater 2G Kabinet | Kabinet
140 | Ref_5 | ANDREW MR301BP | Andrew GSM Band Selective Repeater 33 dbm | Repeater | Repeater 2G Kabinet | Kabinet
140 | Ref_5 | ANDREW MR918 | Andrew GSM900 Band Selective Mini Repeater 18dBm | Repeater | Repeater 2G Kabinet | Kabinet
140 | Ref_5 | AVITEC CSR 924 | Repeater Channel Selective 4-Channels 230 VAC .Modem included | Repeater | Repeater 2G Kabinet | Kabinet
140 | Ref_5 | AVS BSR 933CS | AVS GSM Digitally Adjustable Band Selective Repeater | Repeater | Repeater 2G Kabinet | Kabinet
140 | Ref_5 | CEL-FI DUO 21/18 | Nextivity Cel-Fi DUO 2100/1800MHz 3G/LTE Signal Booster Repeater | Repeater | MHz_B1_B3_RRU | Kabinet
140 | Ref_5 | CEL-FI RS2 | Nextivity Cel-Fi RS2 3G Signal Booster ,including external antenna | Repeater | Repeater 3G Kabinet | Kabinet
140 | Ref_5 | CM-AE2-OA4B | #N/A | Repeater | #N/A | Kabinet
140 | Ref_5 | COMBA MBDA 2100MHZ | Comba mBDA Repeater 2100MHz RF Unit | Repeater | Repeater Comba MBDA 2100 | Kabinet
140 | Ref_5 | COMBA MBDA DT COMBINER | Comba mBDA Repeater DT Combiner | Repeater | Repeater Comba MBDA MT | Kabinet
140 | Ref_5 | COMBA MBDA MT COMBINER | Comba mBDA Repeater MT Combiner | Repeater | Repeater Comba MBDA DT | Kabinet
140 | Ref_5 | COMBA MBDA POWER UNIT | Comba mBDA Repeater Power and Monitor Unit | Repeater | Repeater Comba MBDA Power | Kabinet
140 | Ref_5 | COMBA MBDA RACK | Comba mBDA Repeater Rack Unit | Repeater | Repeater Comba MBDA Rack | Kabinet
140 | Ref_5 | COMBA MP-100 SN-T AC/DC PA | Comba MP-100 SN-T serisi repeaterlar güç adaptörü, 220VAC/12VDC-3A, SN konektör | Repeater | Repeater | Kabinet
140 | Ref_5 | COMBA SP AC/DC PA | Comba SP serisi repeaterlar güç adaptörü, 220VAC/6VDC-3A, SP konektör | Repeater | Repeater | Kabinet
140 | Ref_5 | COMBA SP2110 | 2100MHZ 3G PICO BAND SELECTIVE ANALOG REPEATER 2ch 17dbm | Repeater | Repeater 2G Kabinet | Kabinet
140 | Ref_5 | COMBA SP9120 | COMBA EGSM900 Bandwidth Adjustable Pico Repeater 15 dBm incl. embedded modem | Repeater | Repeater 2G Kabinet | Kabinet
140 | Ref_5 | COMBAMP-100 T AC/DC PA | Comba MP-100 T serisi repeaterlar güç adaptörü, 220VAC/12VDC-3A, MP konektör | Repeater | Repeater | Kabinet
140 | Ref_5 | LS RPT0900100A | Band Selective Pico Repeater 10 dBm, LS | Repeater | Repeater 2G Kabinet | Kabinet
140 | Ref_5 | MBDA0833 | Comba MBDA0833 Medium Power 33db 800 mBDA Outdoor 10MHz 2W Repeater | Repeater | Repeater MBDA 0833 | Kabinet
140 | Ref_5 | MBDA2133 | Comba mbda2133 Medium Power 2100 mBDA Outdoor 10 MHz 2W Repeater | Repeater | Repeater MBDA 2133 | Kabinet
140 | Ref_5 | MP-100 (SN_T7V) | Comba Low Power 800 (10 MHz)+2100(10 MHz) SN 17 dBm Pico Dual Repeater | Repeater | Repeater 3G Kabinet | Kabinet
140 | Ref_5 | MP-100 (SN_T8) | Comba Low Power 800 (10 MHz) SN 17 dBm Pico Repeater | Repeater | Repeater 3G Kabinet | Kabinet
140 | Ref_5 | MP-100 (T18 ) | Comba Low Power 1800 (20 MHz) Mpico 20 dBm Pico Repeater | Repeater | Repeater 3G Kabinet | Kabinet
140 | Ref_5 | MP-100 (T21) | Comba Low Power 2100 (10 MHz) Mpico 20 dBm Pico Repeater | Repeater | Repeater 3G Kabinet | Kabinet
140 | Ref_5 | MP-100 (T52) | Comba Low Power Indoor Tripleband Repeater 900+1800+2100MHz, 17dBm | Repeater | Repeater | Kabinet
140 | Ref_5 | MP-100 (T5K) | Comba Low Power Repeater 800+900+2100 MHz 17 dBm Pico Triple Repeater | Repeater | Repeater 3G Kabinet | Kabinet
140 | Ref_5 | MP-100 (T7V) | Comba Low Power 800 (10 MHz)+2100(10 MHz) Mpico 20 dBm Dual Pico Repeater | Repeater | Repeater 3G Kabinet | Kabinet
140 | Ref_5 | MP-100 (T8) | Comba Low Power 800 (10 MHz) Mpico 20 dBm Pico Repeater | Repeater | Repeater 3G Kabinet | Kabinet
140 | Ref_5 | MR2118 | Andrew UMTS Band Selective Mini Repeater 18 dBm incl. ext. modem | Repeater | Repeater 3G Kabinet | Kabinet
140 | Ref_5 | MR2118-918 | Andrew UMTS-GSM900 Dual-band Selective Mini Repeater 2x18dBm incl. ext. modem | Repeater | Repeater 23G Kabinet | Kabinet
140 | Ref_5 | OUTDOOR 3G ICS REPEATER | RFWindow RHINO ICS?W2143 WCDMA channel selective ICS macro repeater 43 dBm | Repeater | Repeater 3G Kabinet | Kabinet
140 | Ref_5 | RD2122 | COMBA, WCDMA Channel Selective 2-Channels Repeater-10W | Repeater | Repeater 3G Kabinet | Kabinet
140 | Ref_5 | RD2122E | COMBA, WCDMA Channel Selective 2-Channels Repeater-10W | Repeater | Repeater 3G Kabinet | Kabinet
140 | Ref_5 | RD9122 | GSM900 Channel Selective 4-Channels Repeater 37dBm, COMBA | Repeater | Repeater 2G Kabinet | Kabinet
140 | Ref_5 | RD9132 | GSM Digitally Adjustable Band Selective Repeater 33dBm, COMBA | Repeater | Repeater 2G Kabinet | Kabinet
140 | Ref_5 | RFW-COCOKNOT | RFWindow CoCoKnot WCDMA channel selective ICS pico repeater 13 dBm incl. embedded modem | Repeater | Repeater 3G Kabinet | Kabinet
140 | Ref_5 | RFW-RHINO | RFWindow RHINO ICS?W2143 WCDMA channel selective ICS macro repeater 43 dBm | Repeater | Repeater 3G Kabinet | Kabinet
140 | Ref_5 | RPT2100100C | WCDMA Pico Repeater LS | Repeater | Repeater 3G Kabinet | Kabinet
140 | Ref_5 | RX0823 | Comba RX0823 High Power 800 ICS 10 MHz 20W Macro Repeater | Repeater | Repeater 3G Kabinet | Kabinet
140 | Ref_5 | RX1839 | Comba RX1839 High Power 1800 ICS 20 MHz 20W Macro Repeater | Repeater | Repeater 3G Kabinet | Kabinet
140 | Ref_5 | RX2123 | COMBA RX2123 Channel Selective 4-Channels UMTS ICS Macro Repeater 43 dBm | Repeater | Repeater 3G Kabinet | Kabinet
140 | Ref_5 | RX2123-2CH | COMBA RX2123 Channel Selective 2-Channels UMTS ICS Macro Repeater 43 dBm | Repeater | Repeater 3G Kabinet | Kabinet
140 | Ref_5 | RX2123-48V | COMBA RX2123 Channel Selective 4-Channels UMTS ICS Macro Repeater 43 dBm -48Volt | Repeater | Repeater 3G Kabinet | Kabinet
140 | Ref_5 | RX2139 | Comba RX2139 High Power 2100 ICS 10 MHz 20W Macro Repeater | Repeater | Repeater 3G Kabinet | Kabinet
140 | Ref_5 | RX9123-12CH | COMBA RX9123 Channel Selective 12 Channels GSM900 ICS Macro Repeater 40 dBm | Repeater | Repeater 2G Kabinet | Kabinet
140 | Ref_5 | RX9139 | Comba RX9139 High Power 900 ICS 10 MHz 10W Macro Repeater | Repeater | Repeater 23G Kabinet | Kabinet
140 | Ref_5 | SH2200 | UMTS Pico Band Selective Repeater, Coiler | Repeater | Repeater 3G Kabinet | Kabinet
140 | Ref_6 | 9361 3G RESIDENTIAL AP | 9361 3G Home/Residential AP / 20mW-B1 | Femto | Femto | Kabinet
140 | Ref_6 | 9962 DUAL ENTERPRISE AP | 9962-EC / Multi Standard Small Enterprise Cell (SOHO AP) / 2x125mW-B1/B7 | Femto | Femto | Kabinet
140 | Ref_6 | AIRDENSITY 480 | INDOOR RELAY- BH B3/B20- ACC. B7 | Femto | Femto | Kabinet
140 | Ref_6 | AIRVELOCITY 1200 | VNG12-U07-B02A | Femto | Femto | Kabinet
140 | Ref_6 | AIRVELOCITY 600 | VNG06-OM-U07-B02A | Femto | Femto | Kabinet
140 | Ref_6 | FMA16301 | Outdoor Femto Access Point | Femto | Femto_Old | Kabinet
140 | Ref_6 | FP8131T | Residential Femto Access Point | Femto | Femto_Old | Kabinet
140 | Ref_6 | FPA16241T-01EU | Office Femto Access Point | Femto | Femto_Old | Kabinet
140 | Ref_6 | ZP-000-05EU | Residential Femto Access Point | Femto | Femto_Old | Kabinet
141 | Ref_1 | 02311PFF | RRU5301 for LTE 2600MHz (4*40W) | RRU | MHz_B7_2600_N4X | Enerji
141 | Ref_1 | 02311QMD | RRU5901 for LTE 1800MHz (4*40W) | RRU | MHz_B3_1800_N4X | Enerji
141 | Ref_1 | 02311TVV | RRU5309 for LTE 800M (2*60W) | RRU | MHz_B20_800_RRU X2 | Enerji
141 | Ref_1 | KRC 118 047/1 | RRUS 61 B38 | RRU | MHz_B38_RRUS | Enerji
141 | Ref_1 | KRC 118 42/2 | RRUW;01 B1 Radio Unit RBS 3418 | RRU | MHz_B1_2100_O2X Connectör Yok | Enerji
141 | Ref_1 | KRC 118 42/3 | RRUW - 01 B1 Radio Unit RBS 3418 | RRU | MHz_B1_2100_O2X Connectör Yok | Enerji
141 | Ref_1 | KRC 118 71/2 | TRANSCEIVER/RRUS 01 B8;Radio Unit (900 MHz) | RRU | MHz_B8_900_O2X | Enerji
141 | Ref_1 | KRC 118 76/1 | TRANSCEIVER/RRUS 01 B1;Radio Unit (2100 MHz) | RRU | MHz_B1_2100_O2X | Enerji
141 | Ref_1 | KRC 118 91/2 | TRANSCEIVER/RRUS 11 B20;Radio Unit- | RRU | MHz_B20_800_O2X | Enerji
141 | Ref_1 | KRC 161 262/2 | RRUS-12 900 MHz | RRU | MHz_B8_900_O2X | Enerji
141 | Ref_1 | KRC 161 297/2 | RRUS-12 2100 MHz | RRU | MHz_B1_2100_O2X | Enerji
141 | Ref_1 | KRC 161 412/1 | TRANSCEIVER/RRUS 32 B7;Radio Unit- | RRU | MHz_B7_2600_O4X | Enerji
141 | Ref_1 | KRC 161 413/1 | TRANSCEIVER/RRUS 32 B3;Radio Unit- | RRU | MHz_B3_1800_O4X | Enerji
141 | Ref_1 | KRC 161 428/1 | Radio 2217 B7;Radio Unit | RRU | MHz_B7_2600_NI2X | Enerji
141 | Ref_1 | KRC 161 444/3 | IRU 2242; Indoor Radio Unit | RRU | MHz_IRU | Enerji
141 | Ref_1 | KRC 161 495/1 | Radio 4415 B7 (2600MHz) | RRU | MHz_B7_2600_N4X | Enerji
141 | Ref_1 | KRC 161 506/1 | Radio 2203 B7 | RRU | Diğer | Enerji
141 | Ref_1 | KRC 161 549/1 | Radio 2217 B20;Radio Unit | RRU | MHz_B20_800_N2X | Enerji
141 | Ref_1 | KRC 161 619/1 | Radio 2219 B3 | RRU | MHz_B3_1800_NI2X | Enerji
141 | Ref_1 | KRC 161 622/1 | Radio 2219 B1 | RRU | MHz_B1_2100_N2X (4XSFP) | Enerji
141 | Ref_1 | KRC 161 637/1 | Radio 4415 B3 (1800MHz) | RRU | MHz_B3_1800_N4X | Enerji
141 | Ref_1 | KRC 161 668/1 | Radio 2488 B3;Radio Unit, 1800 MHz | RRU | MHz_B3_1800_Aır | Enerji
141 | Ref_1 | KRC 161 670/1 | Radio 2219 B8 | RRU | MHz_B8_900_N2X | Enerji
141 | Ref_1 | KRC 161 672/1 | Radio 2488 B1;Radio Unit, 2100 MHz | RRU | MHz_B1_2100_Aır | Enerji
141 | Ref_1 | KRC 161 777/1 | TRANSCEIVER/Radio 4480 44B1 44B3 C;Radio | RRU | MHz_B1_B3_RRU | Enerji
141 | Ref_1 | KRD 901 048/4 | AIR 2488 B3A B1A B7P - Anten | RRU | MHz_B1_B3 2100_1800_Air | Enerji
141 | Ref_2 | 52090AAR | 24-48 V DC Dagıtım panosu. | DC PANO | DC PANO 24-48V | Enerji
141 | Ref_2 | 52090ADM | RRU DC ENERJI DAGITIM PANOSU | DC PANO | DC PANO RRU | Enerji
141 | Ref_2 | 52090AEH | 48V DC Pano | DC PANO | DC PANO | Enerji
141 | Ref_2 | 52090AFT | RRU DC ENERJI DAGITIM PANOSU V2 | DC PANO | DC PANO RRU | Enerji
141 | Ref_2 | 52091AFT | Outdoor RRU DC dagitim Panosu | DC PANO | Outdoor RRU DC dagitim Panosu | Enerji
141 | Ref_2 | 52092AFT | OUTDOOR RRU DC ENERJI DAGITIM PANOSU V3 | DC PANO | DC PANO RRU OUTDOOR | Enerji
141 | Ref_3 | 52090AEG | RRU DC BAGLANTI KUTUSU - ERICSSON ICIN | Buat | DC RRU Buat | Enerji
142 | Ref_1 | 02311PFF | RRU5301 for LTE 2600MHz (4*40W) | RRU | MHz_B7_2600_N4X | RRU
142 | Ref_1 | 02311QMD | RRU5901 for LTE 1800MHz (4*40W) | RRU | MHz_B3_1800_N4X | RRU
142 | Ref_1 | 02311TVV | RRU5309 for LTE 800M (2*60W) | RRU | MHz_B20_800_RRU X2 | RRU
142 | Ref_1 | KRC 118 047/1 | RRUS 61 B38 | RRU | MHz_B38_RRUS | RRU
142 | Ref_1 | KRC 118 18/6 | TRANSCEIVER/RU22; RADIO UNIT 2160 | RRU | MHz_B1_2100_RRU FU-RU | RRU
142 | Ref_1 | KRC 118 40/2 | RUW 01; Radio Unit | RRU | RUW_O2X | RRU
142 | Ref_1 | KRC 118 42/2 | RRUW;01 B1 Radio Unit RBS 3418 | RRU | MHz_B1_2100_O2X Connectör Yok | RRU
142 | Ref_1 | KRC 118 42/3 | RRUW - 01 B1 Radio Unit RBS 3418 | RRU | MHz_B1_2100_O2X Connectör Yok | RRU
142 | Ref_1 | KRC 118 71/2 | TRANSCEIVER/RRUS 01 B8;Radio Unit (900 MHz) | RRU | MHz_B8_900_O2X | RRU
142 | Ref_1 | KRC 118 76/1 | TRANSCEIVER/RRUS 01 B1;Radio Unit (2100 MHz) | RRU | MHz_B1_2100_O2X | RRU
142 | Ref_1 | KRC 118 91/2 | TRANSCEIVER/RRUS 11 B20;Radio Unit- | RRU | MHz_B20_800_O2X | RRU
142 | Ref_1 | KRC 161 262/2 | RRUS-12 900 MHz | RRU | MHz_B8_900_O2X | RRU
142 | Ref_1 | KRC 161 297/2 | RRUS-12 2100 MHz | RRU | MHz_B1_2100_O2X | RRU
142 | Ref_1 | KRC 161 412/1 | TRANSCEIVER/RRUS 32 B7;Radio Unit- | RRU | MHz_B7_2600_O4X | RRU
142 | Ref_1 | KRC 161 413/1 | TRANSCEIVER/RRUS 32 B3;Radio Unit- | RRU | MHz_B3_1800_O4X | RRU
142 | Ref_1 | KRC 161 428/1 | Radio 2217 B7;Radio Unit | RRU | MHz_B7_2600_NI2X | RRU
142 | Ref_1 | KRC 161 444/3 | IRU 2242; Indoor Radio Unit | RRU | MHz_IRU | RRU
142 | Ref_1 | KRC 161 495/1 | Radio 4415 B7 (2600MHz) | RRU | MHz_B7_2600_N4X | RRU
142 | Ref_1 | KRC 161 506/1 | Radio 2203 B7 | RRU | Diğer | RRU
142 | Ref_1 | KRC 161 549/1 | Radio 2217 B20;Radio Unit | RRU | MHz_B20_800_N2X | RRU
142 | Ref_1 | KRC 161 619/1 | Radio 2219 B3 | RRU | MHz_B3_1800_NI2X | RRU
142 | Ref_1 | KRC 161 622/1 | Radio 2219 B1 | RRU | MHz_B1_2100_N2X (4XSFP) | RRU
142 | Ref_1 | KRC 161 637/1 | Radio 4415 B3 (1800MHz) | RRU | MHz_B3_1800_N4X | RRU
142 | Ref_1 | KRC 161 668/1 | Radio 2488 B3;Radio Unit, 1800 MHz | RRU | MHz_B3_1800_Aır | RRU
142 | Ref_1 | KRC 161 670/1 | Radio 2219 B8 | RRU | MHz_B8_900_N2X | RRU
142 | Ref_1 | KRC 161 672/1 | Radio 2488 B1;Radio Unit, 2100 MHz | RRU | MHz_B1_2100_Aır | RRU
142 | Ref_1 | KRC 161 777/1 | TRANSCEIVER/Radio 4480 44B1 44B3 C;Radio | RRU | MHz_B1_B3_RRU | RRU
142 | Ref_1 | KRD 901 048/4 | AIR 2488 B3A B1A B7P - Anten | RRU | MHz_B1_B3 2100_1800_Air | RRU
142 | Ref_2 | 14130616 | #N/A | 0m<10m | #N/A | RRU
142 | Ref_2 | 14130641 | Optical Cable Parts,DLC/UPC,DLC/UPC,single mode,10m,2 cores,0.03m/0.34m,GYFJH-2G.657A2,7.0mm,2mm,LSZH,Armored branch | 0m<10m | Fiber Optik SM 10m | RRU
142 | Ref_2 | 14130805 | Optical Cable Parts,DLC/UPC,2LC/UPC,single mode,10m,2 cores,0.34m/0.8m,GYFJH-2G.657A2,7.0mm,2mm,LSZH,Armored branch- | 0m<10m | Fiber Optik SM 10m | RRU
142 | Ref_2 | 52020BIE | Optical Cable Assembly 10m /MM for Huawei DBS XXm | 0m<10m | Fiber Optik MM 10m | RRU
142 | Ref_2 | 52020BLA | Fiber Cable 5m /2F LCD-LCD SM | 0m<10m | Fiber Optik SM 5m | RRU
142 | Ref_2 | 52020BLB | Fiber Cable 10m /2F LCD-LCD SM | 0m<10m | Fiber Optik SM 10m | RRU
142 | Ref_2 | 52020BLF | Fiber Cable 10m /2F LCD-LCD SM - ZIRHLI | 0m<10m | Fiber Optik SM 10m | RRU
142 | Ref_2 | 52020BOF | Fiber Cable 10m /2F LCD-LCD SM - ZIRHSIZ ÇİFT KILIFLI | 0m<10m | Fiber Optik SM 10m | RRU
142 | Ref_2 | 6536464-4 | No:497- SC-LC 9/125 SM DX L:3m Patch Cord | 0m<10m | Patch Cord SM 3m | RRU
142 | Ref_2 | 6536464-5 | No:498- SC-LC 9/125 SM DX L:5m Patch Cord | 0m<10m | Patch Cord SM 5m | RRU
142 | Ref_2 | 6536464-7 | No:499- SC-LC 9/125 SM DX L:7m Patch Cord | 0m<10m | Patch Cord SM 7m | RRU
142 | Ref_2 | 6536501-1 | No:500- SC-LC 9/125 SM DX L:10m Patch Cord | 0m<10m | Patch Cord SM 10m | RRU
142 | Ref_2 | FFTA2-5 | #N/A | 0m<10m | #N/A | RRU
142 | Ref_2 | FO-05222PPDX20002 | SC/PC-SC/PC 50/125 OM3 MM DX L:2m Patch Cord | 0m<10m | Patch Cord MM 2m | RRU
142 | Ref_2 | FO-05222PPDX20003 | SC/PC-SC/PC 50/125 OM3 MM DX L:3m Patch Cord | 0m<10m | Patch Cord SM 3m | RRU
142 | Ref_2 | FO-05222PPDX20005 | SC/PC-SC/PC 50/125 OM3 MM DX L:5m Patch Cord | 0m<10m | Patch Cord MM 5m | RRU
142 | Ref_2 | FO-05222PPDX20010 | SC/PC-SC/PC 50/125 OM3 MM DX L:10m Patch Cord | 0m<10m | Patch Cord MM 10m | RRU
142 | Ref_2 | FO-05224PPDX20001 | SC/PC-SC/PC 9/125 SM DX L:1m Patch Cord | 0m<10m | Patch Cord SM 1m | RRU
142 | Ref_2 | FO-05224PPDX20002 | SC/PC-SC/PC 9/125 SM DX L:2m Patch Cord | 0m<10m | Patch Cord SM 2m | RRU
142 | Ref_2 | FO-05252PPDX20001 | SC/PC-LC/PC 50/125 OM3 MM DX L:1m Patch Cord | 0m<10m | Patch Cord MM 1m | RRU
142 | Ref_2 | FO-05252PPDX20003 | SC/PC-LC/PC 50/125 OM3 MM DX L:3m Patch Cord | 0m<10m | Patch Cord MM 3m | RRU
142 | Ref_2 | FO-05252PPDX20005 | SC/PC-LC/PC 50/125 OM3 MM DX L:5m Patch Cord | 0m<10m | Patch Cord MM 5m | RRU
142 | Ref_2 | FO-05252PPDX20010 | SC/PC-LC/PC 50/125 OM3 MM DX L:10m Patch Cord | 0m<10m | Patch Cord MM 10m | RRU
142 | Ref_2 | FO-05254PPDX20003 | SC/PC-LC/PC 9/125 SM DX L:3m Patch Cord | 0m<10m | Patch Cord SM 3m | RRU
142 | Ref_2 | FO-05254PPDX20005 | SC/PC-LC/PC 9/125 SM DX L:5m Patch Cord | 0m<10m | Patch Cord SM 5m | RRU
142 | Ref_2 | FO-05254PPDX20010 | SC/PC-LC/PC 9/125 SM DX L:10m Patch Cord | 0m<10m | Patch Cord SM 10m | RRU
142 | Ref_2 | FO-05552PPDX20001 | LC/PC-LC/PC 50/125 OM3 MM DX L:1m Patch Cord | 0m<10m | Patch Cord MM 1m | RRU
142 | Ref_2 | FO-05552PPDX20002 | LC/PC-LC/PC 50/125 OM3 MM DX L:2m Patch Cord | 0m<10m | Patch Cord MM 2m | RRU
142 | Ref_2 | FO-05552PPDX20004 | LC/PC-LC/PC 50/125 OM3 MM DX L:4m Patch Cord | 0m<10m | Patch Cord MM 4m | RRU
142 | Ref_2 | FO-05552PPDX20010 | LC/PC-LC/PC 50/125 OM3 MM DX L:10m Patch Cord | 0m<10m | Patch Cord MM 10m | RRU
142 | Ref_2 | FO-05554PPDX20001 | LC/PC-LC/PC 9/125 SM DX L:1m Patch Cord | 0m<10m | Patch Cord SM 1m | RRU
142 | Ref_2 | FO-05554PPDX20003 | LC/PC-LC/PC 9/125 SM DX L:3m Patch Cord ---- LC to LC DUPLEX PATCH CORD, 9/125 SM, 3M OS1 | 0m<10m | Patch Cord SM 3m | RRU
142 | Ref_2 | FO-05554PPDX20004 | LC/PC-LC/PC 9/125 SM DX L:5m Patch Cord | 0m<10m | Patch Cord SM 5m | RRU
142 | Ref_2 | FO-05554PPDX20007 | LC/PC-LC/PC 9/125 SM DX L:10m Patch Cord | 0m<10m | Patch Cord SM 10m | RRU
142 | Ref_2 | FOPCORD SCSC2M | Fiber Optik Patch Cord SC-SC 2mt. | 0m<10m | Patch Cord Optik 2m | RRU
142 | Ref_2 | RPM 253 0292/2000 | 2F LC-LC SM RRUS02, RRUS11 2M- | 0m<10m | RRus Atlama 2m (RRUW) | RRU
142 | Ref_2 | RPM 253 1610/10M | 2F LC(FullAXS)-LC SM, 10 m | 0m<10m | Fiber Optik Kablo e-band | RRU
142 | Ref_2 | RPM 253 2895/2000 | CONNECTION CABLE/2F LCD-LCD SM-RRU | 0m<10m | Fiber Optik SM 2m | RRU
142 | Ref_2 | RPM 253 3512/2000 | CABLE WITH CONNECTOR/2F LC-LC-SM | 0m<10m | RRus Atlama 2m (RRUW) | RRU
142 | Ref_2 | RPM 253 3577/5M | CONNECTION CABLE/2F LCD-LCD SM RRUW01 5M FIBER | 0m<10m | Fiber Optik SM 5m | RRU
142 | Ref_2 | X0202G102B10J | SC-SC 9/125 SX L:10m 1.8mm Lszh | 0m<10m | Patch Cord ( Fiber Optik Sarı) 10m | RRU
142 | Ref_2 | X0202G102BB2J | SC-SC 9/125 SX L:2m 1.8mm Lszh | 0m<10m | Patch Cord Optik SX 2m | RRU
142 | Ref_2 | X0202G102BB4J | SC-SC 9/125 SX L:4m 1.8mm Lszh | 0m<10m | Patch Cord ( Fiber Optik Sarı) 4m | RRU
142 | Ref_2 | X0202G104B10J | SC-LC 9/125 SX L:10m 1.8mm Lszh | 0m<10m | Patch Cord Optik SX 10m | RRU
142 | Ref_2 | X0202G104B12J | SC-LC 9/125 SX L:12m 1.8mm Lszh | 0m<10m | Fiber Optik | RRU
142 | Ref_2 | X0202G104BB2J | SC-LC 9/125 SX L:2M 1.8mm Lszh | 0m<10m | Patch Cord Optik SX 2m | RRU
142 | Ref_2 | X0202G104BB3J | SC-LC 9/125 SX L:3m 1.8mm Lszh | 0m<10m | Patch Cord Optik SX 3m | RRU
142 | Ref_2 | X0202G104BB4J | SC-LC 9/125 SX L:4m 1.8mm Lszh | 0m<10m | Patch Cord Optik SX 4m | RRU
142 | Ref_2 | X0202G104BB5J | SC-LC 9/125 SX L:5m 1.8mm Lszh | 0m<10m | Patch Cord Optik SX 5m | RRU
142 | Ref_2 | X0202G202BB1JA | SC/SC SM 9/125 DX 1.8mm Lszh L:1m | 0m<10m | Patch Cord SM 1m | RRU
142 | Ref_2 | X0202G204B10J | SC-LC 9/125 SM DX L:10m Lszh Patchcord | 0m<10m | Fiber Optik | RRU
142 | Ref_2 | X0202G204BB1JA | SC/LC SM 9/125 DX 1.8mm Lszh L:1m | 0m<10m | Fiber Optik | RRU
142 | Ref_2 | X0202G204BB2JA | SC/LC SM 9/125 DX 1.8mm Lszh L:2m | 0m<10m | Fiber Optik | RRU
142 | Ref_2 | X0202G204BB3JA | SC/LC SM 9/125 DX 1.8mm Lszh L:3m | 0m<10m | Fiber Optik | RRU
142 | Ref_2 | X0202G204BB4JA | SC/LC SM 9/125 DX 1.8mm Lszh L:4m | 0m<10m | Patch Cord SM 4m | RRU
142 | Ref_2 | X0202G211B10JA | SC/MU SM 9/125 DX 1.8mm Lszh L:10m | 0m<10m | Fiber Optik | RRU
142 | Ref_2 | X0204G104BB2JA | LC/PC - LC/PC SM Simplex F/O Patchcord L:2m | 0m<10m | Patch Cord SM 2m | RRU
142 | Ref_2 | X0204G104BB5J | LC-LC 9/125 SX L:5m 1.8mm Lszh | 0m<10m | Patch Cord ( Fiber Optik Sarı) 5m | RRU
142 | Ref_2 | X0204G204BB1JA | LC/LC SM 9/125 DX 1.8mm Lszh L:1m | 0m<10m | Patch Cord SM 1m | RRU
142 | Ref_2 | X0204G204BB2JA | LC/LC SM 9/125 DX 1.8mm Lszh L:2m | 0m<10m | Patch Cord SM 2m | RRU
142 | Ref_2 | X0204G204BB4JA | LC/LC SM 9/125 DX 1.8mm Lszh L:4m | 0m<10m | Patch Cord SM 4m | RRU
142 | Ref_2 | X0204G204BB5JA | LC/LC SM 9/125 DX 1.8mm Lszh L:5m | 0m<10m | Patch Cord SM 5m | RRU
142 | Ref_2 | Y0202G202B10JA | SC/SC MM50 OM2 DX Lszh L:10m | 0m<10m | Patch Cord MM 10m | RRU
142 | Ref_2 | Y0202G202BB2JA | SC/SC MM50 OM2 DX Lszh L:2m | 0m<10m | Patch Cord ( Fiber Optik Turuncu-Turkuaz | RRU
142 | Ref_2 | Y0202G202BB4JA | SC/SC MM50 OM2 DX Lszh L:4m | 0m<10m | Patch Cord MM 4m | RRU
142 | Ref_2 | Y0202G204BB2JA | SC/LC MM50 OM2 DX Lszh L:2m | 0m<10m | Patch Cord MM 2m | RRU
142 | Ref_2 | Y0202G204BB3JA | SC/LC MM50 OM2 DX Lszh L:3m | 0m<10m | Patch Cord MM 3m | RRU
142 | Ref_2 | Y0202G204BB5JA | SC/LC MM50 OM2 DX Lszh L:5m | 0m<10m | Patch Cord MM 5m | RRU
142 | Ref_2 | Y0204G204B10JA | LC/LC MM50 OM2 DX Lszh L:10m | 0m<10m | Patch Cord MM 10m | RRU
142 | Ref_2 | Y0204G204BB1JA | LC/LC MM50 OM2 Duplex F/O Patchcord L:1m | 0m<10m | Patch Cord MM 1m | RRU
142 | Ref_2 | Y0204G204BB3JA | LC/LC MM50 OM2 DX Lszh L:3m | 0m<10m | Patch Cord MM 3m | RRU
142 | Ref_2 | Y0204G204BB4JA | LC/LC MM50 OM2 DX Lszh L:4m | 0m<10m | Patch Cord MM 4m | RRU
142 | Ref_2 | Y0204G204BB5JA | LC/LC MM50 OM2 DX Lszh L:5m | 0m<10m | Patch Cord MM 5m | RRU
142 | Ref_3 | 14130436 | #N/A | 10m<100m | #N/A | RRU
142 | Ref_3 | 14130437 | #N/A | 10m<100m | #N/A | RRU
142 | Ref_3 | 14130618 | Optical Cable Assembly,DLC/PC,DLC/PC,Multi-mode,GYFJH 2A1a(LSZH),30m,7.0mm,2 Cores,0.03m/0.34m,2mm,Outdoor Protected Branch Cable | 10m<100m | Fiber Optik MM 30m | RRU
142 | Ref_3 | 14130619 | Optical Cable Assembly,DLC/PC,DLC/PC,Multi-mode,GYFJH 2A1a(LSZH), 40m,7.0mm,2 Cores,0.03m/0.34m,2mm,Outdoor Protected Branch Cable | 10m<100m | Fiber Optik MM 40m | RRU
142 | Ref_3 | 14130620 | #N/A | 10m<100m | #N/A | RRU
142 | Ref_3 | 14130622 | #N/A | 10m<100m | #N/A | RRU
142 | Ref_3 | 14130642 | #N/A | 10m<100m | #N/A | RRU
142 | Ref_3 | 14130643 | Optical Cable Parts,DLC/UPC,DLC/UPC,single mode,30m,2 cores,0.03m/0.34m,GYFJH-2G.657A2,7.0mm,2mm,LSZH,Armored branch | 10m<100m | Fiber Optik SM 30m | RRU
142 | Ref_3 | 14130644 | Optical Cable Parts,DLC/UPC,DLC/UPC,single mode,40m,2 cores,0.03m/0.34m,GYFJH-2G.657A2,7.0mm,2mm,LSZH,Armored branch | 10m<100m | Fiber Optik SM 40m | RRU
142 | Ref_3 | 14130645 | Optical Cable Parts,DLC/UPC,DLC/UPC,single mode,50m,2 cores,0.03m/0.34m,GYFJH-2G.657A2,7.0mm,2mm,LSZH,Armored branch | 10m<100m | Fiber Optik SM 50m | RRU
142 | Ref_3 | 14130646 | Optical Cable Parts,DLC/UPC,DLC/UPC,single mode,60m,2 cores,0.03m/0.34m,GYFJH-2G.657A2,7.0mm,2mm,LSZH,Armored branch | 10m<100m | Fiber Optik SM 60m | RRU
142 | Ref_3 | 14130647 | Optical Cable Parts,DLC/UPC,DLC/UPC,single mode,70m,2 cores,0.03m/0.34m,GYFJH-2G.657A2,7.0mm,2mm,LSZH,Armored branch | 10m<100m | Fiber Optik SM 70m | RRU
142 | Ref_3 | 14130792 | #N/A | 10m<100m | #N/A | RRU
142 | Ref_3 | 14132649 | Optical Cable Parts,DLC/UPC,DLC/UPC,single mode,80m,2 cores,0.03m/0.34m,GYFJH-2G.657A2,7.0mm,2mm,LSZH,Armored branch | 10m<100m | Fiber Optik SM 80m | RRU
142 | Ref_3 | 1-2850000-2 | SC-LC 9/125 SM DX L:40m Patch Cord | 10m<100m | Patch Cord SM 40m | RRU
142 | Ref_3 | 1-2850000-3 | SC-LC 9/125 SM DX L:50m Patch Cord | 10m<100m | Patch Cord SM 50m | RRU
142 | Ref_3 | 14130639-001 | Optical Cable Parts,DLC/UPC,DLC/UPC,single mode,20m,2 cores,0.03m/0.34m,GYFJH-2G.657A2,7.0mm,2mm,LSZH,Armored branch | 10m<100m | Fiber Optik SM 20m | RRU
142 | Ref_3 | 52020BHS | Fiber Cable 30m /2F LCD-LCD SM | 10m<100m | Fiber Optik SM 30m | RRU
142 | Ref_3 | 52020BHT | Fiber Cable 50m /2F LCD-LCD SM | 10m<100m | Fiber Optik SM 50m | RRU
142 | Ref_3 | 52020BIF | Optical Cable Assembly 30m /MM for Huawei DBS XXm | 10m<100m | Fiber Optik MM 30m | RRU
142 | Ref_3 | 52020BIG | Optical Cable Assembly 50m /MM for Huawei DBS XXm | 10m<100m | Fiber Optik MM 50m | RRU
142 | Ref_3 | 52020BIH | Optical Cable Assembly 80m /MM for Huawei DBS XXm | 10m<100m | Fiber Optik MM 80m | RRU
142 | Ref_3 | 52020BLG | Fiber Cable 20m /2F LCD-LCD SM - ZIRHLI | 10m<100m | Fiber Optik SM 20m | RRU
142 | Ref_3 | 52020BLH | Fiber Cable 30m /2F LCD-LCD SM - ZIRHLI | 10m<100m | Fiber Optik SM 30m | RRU
142 | Ref_3 | 52020BLI | Fiber Cable 50m /2F LCD-LCD SM - ZIRHLI | 10m<100m | Fiber Optik SM 50m | RRU
142 | Ref_3 | 52020BLJ | Fiber Cable 75m /2F LCD-LCD SM - ZIRHLI | 10m<100m | Fiber Optik SM 75m | RRU
142 | Ref_3 | 52020BOG | Fiber Cable 20m /2F LCD-LCD SM - ZIRHSIZ CIFT KILIFLI | 10m<100m | Fiber Optik SM 20m | RRU
142 | Ref_3 | 52020BOH | Fiber Cable 30m /2F LCD-LCD SM - ZIRHSIZ CIFT KILIFLI | 10m<100m | Fiber Optik SM 30m | RRU
142 | Ref_3 | 52020BOI | Fiber Cable 50m /2F LCD-LCD SM - ZIRHSIZ CIFT KILIFLI | 10m<100m | Fiber Optik SM 50m | RRU
142 | Ref_3 | 52020BOJ | Fiber Cable 75m /2F LCD-LCD SM - ZIRHSIZ CIFT KILIFLI | 10m<100m | Fiber Optik SM 75m | RRU
142 | Ref_3 | FO-05222PPDX20020 | SC/PC-SC/PC 50/125 OM3 MM DX L:20m Patch Cord | 10m<100m | Patch Cord MM 20m | RRU
142 | Ref_3 | FO-05224PPDX20020 | SC/PC-SC/PC 9/125 SM DX L:20m Patch Cord | 10m<100m | Patch Cord SM 20m | RRU
142 | Ref_3 | FO-05252PPDX20020 | SC/PC-LC/PC 50/125 OM3 MM DX L:20m Patch Cord | 10m<100m | Patch Cord MM 20m | RRU
142 | Ref_3 | FO-05254PPDX20015 | SC/PC-LC/PC 9/125 SM DX L:15m Patch Cord | 10m<100m | Patch Cord SM 15m | RRU
142 | Ref_3 | FO-05552PPDX20020 | LC/PC-LC/PC 50/125 OM3 MM DX L:20m Patch Cord | 10m<100m | Patch Cord MM 20m | RRU
142 | Ref_3 | FO-05554PPDX20015 | LC/PC-LC/PC 9/125 SM DX L:15m Patch Cord | 10m<100m | Patch Cord SM 15m | RRU
142 | Ref_3 | FOPCORD LCSC50M | Fiber Optik Patch Cord LC-SC 50mt. | 10m<100m | Patch Cord Optik 50m | RRU
142 | Ref_3 | FOPCORD SCSC15M | Fiber Optik Patch Cord SC-SC 15mt. | 10m<100m | Patch Cord Optik 15m | RRU
142 | Ref_3 | FOPCORDSTSC30M | Fiber Optik Patch Cord ST-SC 30mt. | 10m<100m | Patch Cord Optik 30m | RRU
142 | Ref_3 | RPM 253 1610/20M | 2F LC(FullAXS)-LC SM, 20 m | 10m<100m | Fiber Optik Kablo e-band | RRU
142 | Ref_3 | RPM 253 1610/50M | 2F LC(FullAXS) - LC SM 50m | 10m<100m | Fiber Optik SM 50m e-band | RRU
142 | Ref_3 | RPM 253 1610/70M | 2F LC(FullAXS) - LC SM 70m | 10m<100m | Fiber Optik SM 70m e-band | RRU
142 | Ref_3 | RPM 253 3512/20M | LCD/LCD SM OPTICAL FIBER 20M | 10m<100m | Fiber Optik SM 20m | RRU
142 | Ref_3 | RPM 253 3512/30M | LCD/LCD SM OPTICAL FIBER 30M | 10m<100m | Fiber Optik SM 30m | RRU
142 | Ref_3 | RPM 253 3512/50M | LCD/LCD SM OPTICAL FIBER 50M | 10m<100m | Fiber Optik SM 50m | RRU
142 | Ref_3 | RPM 253 3512/70M | 2F LC-LC SM 70M | 10m<100m | Fiber Optik SM 70m | RRU
142 | Ref_3 | RPM 253 3577/20M | CONNECTION CABLE/2F LCD-LCD SM RRUW01 20M FIBER | 10m<100m | Fiber Optik SM 20m | RRU
142 | Ref_3 | RPM 253 3577/25M | CONNECTION CABLE/2F LCD-LCD SM RRUW01 25M FIBER | 10m<100m | Fiber Optik SM 25m | RRU
142 | Ref_3 | RPM 253 3577/50M | CONNECTION CABLE/2F LCD-LCD SM RRUW01 50M FIBER | 10m<100m | Fiber Optik SM 50m | RRU
142 | Ref_3 | RPM 253 3577/75M | CONNECTION CABLE/2F LCD-LCD SM RRUW01 75M FIBER | 10m<100m | Fiber Optik SM 75m | RRU
142 | Ref_3 | X0202G102B20J | SC-SC 9/125 SX L:20m 1.8mm Lszh | 10m<100m | Patch Cord ( Fiber Optik Sarı) 20m | RRU
142 | Ref_3 | X0202G102B25J | SC-SC 9/125 SX L:25m 1.8mm Lszh | 10m<100m | Patch Cord SX 25m | RRU
142 | Ref_3 | X0202G102B30J | SC-SC 9/125 SX L:30m 1.8mm Lszh | 10m<100m | Patch Cord ( Fiber Optik Sarı) 30m | RRU
142 | Ref_3 | X0202G102B45J | SC-SC 9/125 SX L:45m 1.8mm Lszh | 10m<100m | Patch Cord ( Fiber Optik Sarı) 45m | RRU
142 | Ref_3 | X0202G104B15J | SC-LC 9/125 SX L:15m 1.8mm Lszh | 10m<100m | Patch Cord ( Fiber Optik Sarı) 15m | RRU
142 | Ref_3 | X0202G104B20J | SC-LC 9/125 SX L:20m 1.8mm Lszh | 10m<100m | Fiber Optik | RRU
142 | Ref_3 | X0202G104B25J | SC-LC 9/125 SX L25m 1.8mm Lszh | 10m<100m | Fiber Optik SX 25m | RRU
142 | Ref_3 | X0202G104B30J | SC-LC 9/125 SX L:30m 1.8mm Lszh | 10m<100m | Fiber Optik | RRU
142 | Ref_3 | X0202G202B35JA | SC/SC SM 9/125 DX 1.8mm Lszh L:35m | 10m<100m | Fiber Optik SM 35m | RRU
142 | Ref_3 | X0202G204B14J | SC-LC 9/125 SM DX L:14m Lszh Patchcord | 10m<100m | Patch Cord SM 4m | RRU
142 | Ref_3 | X0202G204B35JA | SC/LC SM 9/125 DX 1.8mm Lszh L:35m | 10m<100m | Fiber Optik SM 35m | RRU
142 | Ref_3 | X0204G104B45JA | LC/PC - LC/PC SM Simplex F/O Patchcord L:45m | 10m<100m | Fiber Optik | RRU
142 | Ref_3 | X0204G204B15JA | LC/LC SM 9/125 DX 1.8mm Lszh L:15m | 10m<100m | Patch Cord ( Fiber Optik Sarı) 15m | RRU
142 | Ref_3 | X0204G204B25JA | LC/LC SM 9/125 DX 1.8mm Lszh L:25m | 10m<100m | Fiber Optik SM 25m | RRU
142 | Ref_3 | X0204G204B30JA | LC/LC SM 9/125 DX 1.8mm Lszh L:30m | 10m<100m | Fiber Optik SM 30m | RRU
142 | Ref_3 | X0204G204B35JA | LC/LC SM 9/125 DX 1.8mm Lszh L:35m | 10m<100m | Fiber Optik SM 35m | RRU
142 | Ref_3 | X0204G204B40JA | LC/LC SM 9/125 DX 1.8mm Lszh L:40m | 10m<100m | Fiber Optik | RRU
142 | Ref_3 | X0204G204B45JA | LC/LC SM 9/125 DX 1.8mm Lszh L:45m | 10m<100m | Fiber Optik SM 45m | RRU
142 | Ref_3 | Y0202G202B35JA | SC/SC MM50 OM2 DX Lszh L:35m | 10m<100m | Patch Cord ( Fiber Optik Turuncu-Turkuaz | RRU
142 | Ref_3 | Y0202G204B20JA | SC/LC MM50 OM2 DX Lszh L:20m | 10m<100m | Patch Cord MM 20m | RRU
142 | Ref_3 | Y0202G204B25JA | SC/LC MM50 OM2 DX Lszh L:25m | 10m<100m | Patch Cord ( Fiber Optik Turuncu-Turkuaz | RRU
142 | Ref_3 | Y0202G204B30JA | SC/LC MM50 OM2 DX Lszh L:30m | 10m<100m | Patch Cord MM 30m | RRU
142 | Ref_3 | Y0202G204B35JA | SC/LC MM50 OM2 DX Lszh L:35m | 10m<100m | Patch Cord ( Fiber Optik Turuncu-Turkuaz | RRU
142 | Ref_3 | Y0202G204B40JA | SC/LC MM50 OM2 DX Lszh L:40m | 10m<100m | Patch Cord ( Fiber Optik Turuncu-Turkuaz | RRU
142 | Ref_3 | Y0204G204B15JA | LC/LC MM50 OM2 DX Lszh L:15m | 10m<100m | Patch Cord MM 15m | RRU
142 | Ref_3 | Y0204G204B25JA | LC/LC MM50 OM2 DX Lszh L:25m | 10m<100m | Patch Cord MM 25m | RRU
142 | Ref_3 | Y0204G204B30JA | LC/LC MM50 OM2 Duplex F/O Patchcord L:30m | 10m<100m | Patch Cord MM 30m | RRU
142 | Ref_3 | Y0204G204B35JA | LC/LC MM50 OM2 DX Lszh L:35m | 10m<100m | Fiber Optik | RRU
142 | Ref_4 | 14130623 | #N/A | 100m<xxm Fiber Optik | #N/A | RRU
142 | Ref_4 | 14130648 | Optical Cable Parts,DLC/UPC,DLC/UPC,single mode,100m,2 cores,0.03m/0.34m,GYFJH-2G.657A2,7.0mm,2mm,LSZH,Armored branch | 100m<xxm Fiber Optik | Fiber Optik SM 100m | RRU
142 | Ref_4 | 14130649 | Optical Cable Parts,DLC/UPC,DLC/UPC,single mode,120m,2 cores,0.03m/0.34m,GYFJH-2G.657A2,7.0mm,2mm,LSZH,Armored branch | 100m<xxm Fiber Optik | Fiber Optik SM 120m | RRU
142 | Ref_4 | 14130650 | Optical Cable Parts,DLC/UPC,DLC/UPC,single mode,150m,2 cores,0.03m/0.34m,GYFJH-2G.657A2,7.0mm,2mm,LSZH,Armored branch | 100m<xxm Fiber Optik | Fiber Optik SM 150m | RRU
142 | Ref_4 | 52020BHU | Fiber Cable 100m /2F LCD-LCD SM | 100m<xxm Fiber Optik | Fiber Optik SM 100m | RRU
142 | Ref_4 | 52020BHV | Fiber Cable 150m /2F LCD-LCD SM | 100m<xxm Fiber Optik | Fiber Optik SM 150m | RRU
142 | Ref_4 | 52020BHY | Fiber Cable 200m /2F LCD-LCD SM | 100m<xxm Fiber Optik | Fiber Optik SM 200m | RRU
142 | Ref_4 | 52020BHZ | Fiber Cable 300m /2F LCD-LCD SM | 100m<xxm Fiber Optik | Fiber Optik SM 300m | RRU
142 | Ref_4 | 52020BIJ | Optical Cable Assembly 100m /MM for Huawei DBS XXm | 100m<xxm Fiber Optik | Fiber Optik MM 100m | RRU
142 | Ref_4 | 52020BIK | Fiber Cable 150m /MM for Huawei DBS XXm | 100m<xxm Fiber Optik | Fiber Optik MM 150m | RRU
142 | Ref_4 | 52020BKU | Fiber Cable 250m /2F LCD-LCD SM | 100m<xxm Fiber Optik | Fiber Optik SM 250m | RRU
142 | Ref_4 | 52020BKV | Fiber Cable 1500m /2F LCD-LCD SM | 100m<xxm Fiber Optik | Fiber Optik SM 1500m | RRU
142 | Ref_4 | 52020BLK | Fiber Cable 100m /2F LCD-LCD SM - ZIRHLI | 100m<xxm Fiber Optik | Fiber Optik SM 100m | RRU
142 | Ref_4 | 52020BLL | Fiber Cable 150m /2F LCD-LCD SM - ZIRHLI | 100m<xxm Fiber Optik | Fiber Optik SM 150m | RRU
142 | Ref_4 | 52020BLM | Fiber Cable 200m /2F LCD-LCD SM - ZIRHLI | 100m<xxm Fiber Optik | Fiber Optik SM 200m | RRU
142 | Ref_4 | 52020BLN | Fiber Cable 300m /2F LCD-LCD SM - ZIRHLI | 100m<xxm Fiber Optik | Fiber Optik SM 300m | RRU
142 | Ref_4 | 52020BLV | Fiber Cable 350m /2F LCD-LCD SM - ZIRHLI | 100m<xxm Fiber Optik | Fiber Optik SM 350m | RRU
142 | Ref_4 | 52020BLY | Fiber Cable 400m /2F LCD-LCD SM - ZIRHLI | 100m<xxm Fiber Optik | Fiber Optik SM 400m | RRU
142 | Ref_4 | 52020BMA | Fiber Cable 500m /2F LCD-LCD SM - ZIRHLI | 100m<xxm Fiber Optik | Fiber Optik SM 500m | RRU
142 | Ref_4 | 52020BOK | Fiber Cable 100m /2F LCD-LCD SM - ZIRHSIZ CIFT KILIFLI | 100m<xxm Fiber Optik | Fiber Optik SM 100m | RRU
142 | Ref_4 | 52020BOL | Fiber Cable 150m /2F LCD-LCD SM - ZIRHSIZ CIFT KILIFLI | 100m<xxm Fiber Optik | Fiber Optik SM 150m | RRU
142 | Ref_4 | 52020BOM | Fiber Cable 200m /2F LCD-LCD SM - ZIRHSIZ CIFT KILIFLI | 100m<xxm Fiber Optik | Fiber Optik SM 200m | RRU
142 | Ref_4 | 52020BON | Fiber Cable 300m /2F LCD-LCD SM - ZIRHSIZ CIFT KILIFLI | 100m<xxm Fiber Optik | Fiber Optik SM 300m | RRU
142 | Ref_4 | 99040YXP | Fiber Cable 200m | 100m<xxm Fiber Optik | Fiber Optik SM 200m | RRU
142 | Ref_4 | RPM 253 1610/100M | 2F LC(FullAXS) - LC SM 100m | 100m<xxm Fiber Optik | Fiber Optik SM 100m e-band | RRU
142 | Ref_4 | RPM 253 1610/150M | 2F LC(FullAXS)-LC SM, 150 m | 100m<xxm Fiber Optik | 1 + 0 E-Band Ekipman_ODU_High | RRU
142 | Ref_4 | RPM 253 1610/200M | 2F LC(FullAXS)-LC SM, 200 m | 100m<xxm Fiber Optik | Fiber Optik Kablo e-band | RRU
142 | Ref_4 | RPM 253 3512/100M | LCD/LCD SM OPTICAL FIBER 100M | 100m<xxm Fiber Optik | Fiber Optik SM 100m | RRU
142 | Ref_4 | RPM 253 3577/100M | CONNECTION CABLE/2F LCD-LCD SM RRUW01 100M FIBER | 100m<xxm Fiber Optik | Fiber Optik SM 100m | RRU
142 | Ref_4 | RPM 253 3577/150M | CONNECTION CABLE/2F LCD-LCD SM RRUW01 150M FIBER | 100m<xxm Fiber Optik | Fiber Optik SM 150m | RRU
142 | Ref_4 | RPM 253 3577/200M | CONNECTION CABLE/2F LCD-LCD SM RRUW01 200M FIBER | 100m<xxm Fiber Optik | Fiber Optik SM 200m | RRU
142 | Ref_4 | RPM 253 3577/250M | CONNECTION CABLE/2F LCD-LCD SM RRUW01 250M FIBER | 100m<xxm Fiber Optik | Fiber Optik SM 250m | RRU
142 | Ref_4 | RPM 253 3577/300M | CONNECTION CABLE/2F LCD-LCD SM RRUW01 300M FIBER | 100m<xxm Fiber Optik | Fiber Optik SM 300m | RRU
142 | Ref_4 | RPM 253 3577/350M | CONNECTION CABLE/2F LCD-LCD SM RRUW01 350M FIBER | 100m<xxm Fiber Optik | Fiber Optik SM 350m | RRU
142 | Ref_4 | RPM 253 3577/400M | CONNECTION CABLE/2F LCD-LCD SM RRUW01 400M FIBER | 100m<xxm Fiber Optik | Fiber Optik SM 400m | RRU
142 | Ref_4 | RPM 253 3577/450M | CONNECTION CABLE/2F LCD-LCD SM RRUW01 450M FIBER | 100m<xxm Fiber Optik | Fiber Optik SM 450m | RRU
142 | Ref_4 | RPM 253 3577/500M | CONNECTION CABLE/2F LCD-LCD SM RRUW01 500M FIBER | 100m<xxm Fiber Optik | Fiber Optik SM 500m | RRU
142 | Ref_5 | SDF 107 236/001 | CABLE CONNECTOR HOOD | Plastik Koruyucu | Plastik Koruyucu ( F/O için) | RRU
143 | Ref_1 | 02311PFF | RRU5301 for LTE 2600MHz (4*40W) | RRU | MHz_B7_2600_N4X | RRU
143 | Ref_1 | 02311QMD | RRU5901 for LTE 1800MHz (4*40W) | RRU | MHz_B3_1800_N4X | RRU
143 | Ref_1 | 02311TVV | RRU5309 for LTE 800M (2*60W) | RRU | MHz_B20_800_RRU X2 | RRU
143 | Ref_1 | KRC 118 047/1 | RRUS 61 B38 | RRU | MHz_B38_RRUS | RRU
143 | Ref_1 | KRC 118 18/6 | TRANSCEIVER/RU22; RADIO UNIT 2160 | RRU | MHz_B1_2100_RRU FU-RU | RRU
143 | Ref_1 | KRC 118 71/2 | TRANSCEIVER/RRUS 01 B8;Radio Unit (900 MHz) | RRU | MHz_B8_900_O2X | RRU
143 | Ref_1 | KRC 118 76/1 | TRANSCEIVER/RRUS 01 B1;Radio Unit (2100 MHz) | RRU | MHz_B1_2100_O2X | RRU
143 | Ref_1 | KRC 118 91/2 | TRANSCEIVER/RRUS 11 B20;Radio Unit- | RRU | MHz_B20_800_O2X | RRU
143 | Ref_1 | KRC 161 262/2 | RRUS-12 900 MHz | RRU | MHz_B8_900_O2X | RRU
143 | Ref_1 | KRC 161 297/2 | RRUS-12 2100 MHz | RRU | MHz_B1_2100_O2X | RRU
143 | Ref_1 | KRC 161 412/1 | TRANSCEIVER/RRUS 32 B7;Radio Unit- | RRU | MHz_B7_2600_O4X | RRU
143 | Ref_1 | KRC 161 413/1 | TRANSCEIVER/RRUS 32 B3;Radio Unit- | RRU | MHz_B3_1800_O4X | RRU
143 | Ref_1 | KRC 161 428/1 | Radio 2217 B7;Radio Unit | RRU | MHz_B7_2600_NI2X | RRU
143 | Ref_1 | KRC 161 444/3 | IRU 2242; Indoor Radio Unit | RRU | MHz_IRU | RRU
143 | Ref_1 | KRC 161 495/1 | Radio 4415 B7 (2600MHz) | RRU | MHz_B7_2600_N4X | RRU
143 | Ref_1 | KRC 161 506/1 | Radio 2203 B7 | RRU | Diğer | RRU
143 | Ref_1 | KRC 161 549/1 | Radio 2217 B20;Radio Unit | RRU | MHz_B20_800_N2X | RRU
143 | Ref_1 | KRC 161 619/1 | Radio 2219 B3 | RRU | MHz_B3_1800_NI2X | RRU
143 | Ref_1 | KRC 161 622/1 | Radio 2219 B1 | RRU | MHz_B1_2100_N2X (4XSFP) | RRU
143 | Ref_1 | KRC 161 637/1 | Radio 4415 B3 (1800MHz) | RRU | MHz_B3_1800_N4X | RRU
143 | Ref_1 | KRC 161 668/1 | Radio 2488 B3;Radio Unit, 1800 MHz | RRU | MHz_B3_1800_Aır | RRU
143 | Ref_1 | KRC 161 670/1 | Radio 2219 B8 | RRU | MHz_B8_900_N2X | RRU
143 | Ref_1 | KRC 161 672/1 | Radio 2488 B1;Radio Unit, 2100 MHz | RRU | MHz_B1_2100_Aır | RRU
143 | Ref_1 | KRD 901 048/4 | AIR 2488 B3A B1A B7P - Anten | RRU | MHz_B1_B3 2100_1800_Air | RRU
143 | Ref_2 | RNT 447 32/02 | Circular Power cable connector 2-pos 10mm2- | Enerji Konnektoru | RRU Enerji Connectörü | RRU
143 | Ref_3 | KRC 161 777/1 | TRANSCEIVER/Radio 4480 44B1 44B3 C;Radio | New RRU | MHz_B1_B3_RRU | RRU
143 | Ref_4 | RNT 447 37/01 | Circular Power Connector 2-pos 2,5-16mm2 | New RRU Enerji Konnectörü | 0 | RRU
143 | Ref_5 | RNY 104 87/1 | ACCESSORIES/POWER ADAPTER- | LTE Enerji Konnektör Adaptörü | RRU Enerji Connectörü for LTE | RRU
144 | Ref_1 | 02311PFF | RRU5301 for LTE 2600MHz (4*40W) | RRU | MHz_B7_2600_N4X | RRU
144 | Ref_1 | 02311QMD | RRU5901 for LTE 1800MHz (4*40W) | RRU | MHz_B3_1800_N4X | RRU
144 | Ref_1 | 02311TVV | RRU5309 for LTE 800M (2*60W) | RRU | MHz_B20_800_RRU X2 | RRU
144 | Ref_1 | KRC 118 047/1 | RRUS 61 B38 | RRU | MHz_B38_RRUS | RRU
144 | Ref_1 | KRC 118 18/6 | TRANSCEIVER/RU22; RADIO UNIT 2160 | RRU | MHz_B1_2100_RRU FU-RU | RRU
144 | Ref_1 | KRC 118 42/2 | RRUW;01 B1 Radio Unit RBS 3418 | RRU | MHz_B1_2100_O2X Connectör Yok | RRU
144 | Ref_1 | KRC 118 42/3 | RRUW - 01 B1 Radio Unit RBS 3418 | RRU | MHz_B1_2100_O2X Connectör Yok | RRU
144 | Ref_1 | KRC 118 71/2 | TRANSCEIVER/RRUS 01 B8;Radio Unit (900 MHz) | RRU | MHz_B8_900_O2X | RRU
144 | Ref_1 | KRC 118 76/1 | TRANSCEIVER/RRUS 01 B1;Radio Unit (2100 MHz) | RRU | MHz_B1_2100_O2X | RRU
144 | Ref_1 | KRC 118 91/2 | TRANSCEIVER/RRUS 11 B20;Radio Unit- | RRU | MHz_B20_800_O2X | RRU
144 | Ref_1 | KRC 161 262/2 | RRUS-12 900 MHz | RRU | MHz_B8_900_O2X | RRU
144 | Ref_1 | KRC 161 297/2 | RRUS-12 2100 MHz | RRU | MHz_B1_2100_O2X | RRU
144 | Ref_1 | KRC 161 412/1 | TRANSCEIVER/RRUS 32 B7;Radio Unit- | RRU | MHz_B7_2600_O4X | RRU
144 | Ref_1 | KRC 161 413/1 | TRANSCEIVER/RRUS 32 B3;Radio Unit- | RRU | MHz_B3_1800_O4X | RRU
144 | Ref_1 | KRC 161 428/1 | Radio 2217 B7;Radio Unit | RRU | MHz_B7_2600_NI2X | RRU
144 | Ref_1 | KRC 161 444/3 | IRU 2242; Indoor Radio Unit | RRU | MHz_IRU | RRU
144 | Ref_1 | KRC 161 495/1 | Radio 4415 B7 (2600MHz) | RRU | MHz_B7_2600_N4X | RRU
144 | Ref_1 | KRC 161 506/1 | Radio 2203 B7 | RRU | Diğer | RRU
144 | Ref_1 | KRC 161 549/1 | Radio 2217 B20;Radio Unit | RRU | MHz_B20_800_N2X | RRU
144 | Ref_1 | KRC 161 619/1 | Radio 2219 B3 | RRU | MHz_B3_1800_NI2X | RRU
144 | Ref_1 | KRC 161 622/1 | Radio 2219 B1 | RRU | MHz_B1_2100_N2X (4XSFP) | RRU
144 | Ref_1 | KRC 161 637/1 | Radio 4415 B3 (1800MHz) | RRU | MHz_B3_1800_N4X | RRU
144 | Ref_1 | KRC 161 668/1 | Radio 2488 B3;Radio Unit, 1800 MHz | RRU | MHz_B3_1800_Aır | RRU
144 | Ref_1 | KRC 161 670/1 | Radio 2219 B8 | RRU | MHz_B8_900_N2X | RRU
144 | Ref_1 | KRC 161 672/1 | Radio 2488 B1;Radio Unit, 2100 MHz | RRU | MHz_B1_2100_Aır | RRU
144 | Ref_1 | KRC 161 777/1 | TRANSCEIVER/Radio 4480 44B1 44B3 C;Radio | RRU | MHz_B1_B3_RRU | RRU
144 | Ref_1 | KRD 901 048/4 | AIR 2488 B3A B1A B7P - Anten | RRU | MHz_B1_B3 2100_1800_Air | RRU
144 | Ref_2 | 34060713 | Transceiver,SFP+,1310nm,9.8G,-8.2dBm,0.5dBm,-10.3dBm,LC,SM,1.4km. | SFP | SFP 4G-TR | RRU
144 | Ref_2 | 34060713-001 | Optical Transceiver,SFP+,1310nm,9.8G,-8.2dBm~+0.5dBm,-10.3dBm,LC,SM,1.4km | SFP | SFP 4G-TR | RRU
144 | Ref_2 | AFCT 5710 APZ | (RDH 102 45/1) OPTICAL TRANSRECIEVER TRX SM CPRI DUAL RAT | SFP | SFP RRU-1 | RRU
144 | Ref_2 | RDH 102 45/1 | OPTICAL TRANSCEIVER/TRX SM CPRI DUAL RAT | SFP | SFP RRU-1 | RRU
144 | Ref_2 | RDH 102 47/2 | OPTICAL TRANSCEIVER/TRX SM CPRI 614.4-24 | SFP | SFP RRU-1 | RRU
144 | Ref_2 | RDH 102 48/1 | SFP CPRI & 1000BASE-BX10 BiDi- | SFP | SFP RRU-1 | RRU
144 | Ref_2 | RDH 102 48/2 | SFP CPRI & 1000BASE-BX10 BiDi- | SFP | SFP RRU-1 | RRU
144 | Ref_2 | RDH 102 56/1 | BiDi SFP 2,5 Gb, SM, Tx 1310 nm, Rx 1550 nm | SFP | SFP RRU-1 | RRU
144 | Ref_2 | RDH 102 56/2 | BiDi SFP 2,5 Gb, SM, Tx 1550 nm, Rx 1310 nm | SFP | SFP RRU-1 | RRU
144 | Ref_2 | RDH 102 65/2 | SFP+ SM 10.3Gb/s 1.4km 1310nm- | SFP | SFP RRU-1 | RRU
144 | Ref_2 | RDH 102 65/3 | SFP+ SM 10.3Gb/s 10km 1310nm- | SFP | SFP RRU-1 | RRU
144 | Ref_2 | RDH 102 70/1 | SFP+ BiDi1271TX/1331RX 10GE 20km -40/+85C SM LC receptacle | SFP | SFP 4G-TR | RRU
144 | Ref_2 | RDH 102 70/2 | SFP+ BiDi1331TX/1271RX 10GE 20km -40/+85C SM LC receptacle | SFP | SFP 4G-TR | RRU
144 | Ref_2 | RDH 901 20/D0210 | SFP GB-LX 1310nm | SFP | SFP | RRU
145 | Ref_1 | KDU 137 455/2 | PROCESSOR UNIT/ SITE INTEGRATION UNIT | SIU | SIU | SIU
145 | Ref_1 | KDU 137 596/2 | Site Integration Unit 02, SIU-02 | SIU | SIU | SIU
145 | Ref_2 | RPM 919 726/02000 | SIU Power Cable (2m) | SIU Enerji | SIU Enerji Kablosu | SIU
145 | Ref_2 | RPM 919 726/15M | SIU Power Cable (15m) | SIU Enerji | SIU Enerji Kablosu | SIU
146 | Ref_1 | KDU 137 455/2 | PROCESSOR UNIT/ SITE INTEGRATION UNIT | SIU | SIU | SIU
146 | Ref_1 | KDU 137 596/2 | Site Integration Unit 02, SIU-02 | SIU | SIU | SIU
146 | Ref_2 | RPM 919 701/17000 | CONNECTION CABLE/RJ45(M) -2X DB15 (M)-2216v2 | SIU Data | SIU Data Kablosu | SIU
146 | Ref_2 | RPM 919 705/17000 | CONNECTION CABLE/RJ45(M) -2X DB15 (M) | SIU Data | SIU Data Kablosu | SIU
146 | Ref_2 | TSR 482 0244/17M | CONNECTION CABLE/RJ45 (M)-2X DB15 (M) | SIU Data | SIU Data Kablosu | SIU
146 | Ref_3 | 12-AMP-941761-7 | PATCH CORD CAT5E UTP 3MT BEYAZ | <5m | Patch Cord ( Cat-5 ) 3m | SIU
146 | Ref_3 | 51170AHS | UTP PATCH CORD CAT5E 3m | <5m | Patch Cord ( Cat-5 ) 3m | SIU
146 | Ref_3 | 6536501-7 | No:269- UTP CAT6A 1MT LSZH PATCHCORD GRİ | <5m | Patch Cord ( Cat-5 ) 1m | SIU
146 | Ref_3 | 6536508-1 | No:272- UTP CAT6A 3MT LSZH PATCHCORD GRİ | <5m | CAT6 Kablosu | SIU
146 | Ref_3 | 6536508-10 | No:273- UTP CAT6A 4MT LSZH PATCHCORD GRİ | <5m | Patch Cord ( Cat-6 ) 4m | SIU
146 | Ref_3 | 941761-6 | Cat5E UTP Patch Cord, Beyaz,2M | <5m | Patch Cord ( Cat-5 ) 2m | SIU
146 | Ref_3 | 941761-7 | Cat5E UTP Patch Cord, Beyaz,3M | <5m | Patch Cord ( Cat-5 ) 3m | SIU
146 | Ref_3 | DK-1511-030 | Digitus Patch Kablo, UTP, CAT. 5E, 3 metre | <5m | İncelenecek | SIU
146 | Ref_3 | FO-UTP-CAT6-LG003 | UTP CAT6 3MT LSZH PATCHCORD GRİ | <5m | Patch Cord ( Cat-6 ) 3m | SIU
146 | Ref_3 | FO-UTP-CAT6-LG004 | UTP CAT6 4MT LSZH PATCHCORD GRİ | <5m | Patch Cord ( Cat-6 ) 4m | SIU
146 | Ref_3 | FO-UTP-LG001 | UTP CAT6 1MT LSZH PATCHCORD GRI | <5m | UTP CAT6 1MT LSZH PATCHCORD GRI | SIU
146 | Ref_4 | 941761-3 | Enhanced Cat. 5 UTP Patch Cord 4M, White | <10m | Patch Cord ( Cat-5 ) 4m | SIU
146 | Ref_4 | 941761-8 | Enhanced Cat. 5 UTP Patch Cord 5M, White | <10m | Patch Cord ( Cat-5 ) 5m | SIU
146 | Ref_4 | DK-1511-050 | Digitus Patch Kablo, UTP, CAT. 5E, 5 metre | <10m | İncelenecek | SIU
146 | Ref_4 | FO-UTP-CAT5E-PG07,5 | UTP CAT5e 5 MT PATCHCORD GRI | <10m | Patch Cord ( Cat-5 ) 5m | SIU
146 | Ref_5 | 1-941761-0 | Enhanced Cat. 5 UTP Patch Cord 7.5M, White | <50m | Patch Cord ( Cat-5 ) 7.5m | SIU
146 | Ref_5 | 51170AHP | UTP PATCH CORD CAT5E 7,5m | <50m | Patch Cord ( Cat-5 ) 7.5m | SIU
146 | Ref_5 | 51170AHR | UTP PATCH CORD CAT5E 10m | <50m | Patch Cord ( Cat-5 ) 10m | SIU
146 | Ref_5 | 6536509-3 | No:275- UTP CAT6A 7MT LSZH PATCHCORD GRİ | <50m | Patch Cord ( Cat-6 ) 7m | SIU
146 | Ref_5 | 6536509-4 | No:276- UTP CAT6A 10MT LSZH PATCHCORD GRİ | <50m | Patch Cord ( Cat-6 ) 10m | SIU
146 | Ref_5 | FO-UTP-CAT5E-PG010 | UTP CAT5e 10 MT PATCHCORD GRI | <50m | Patch Cord ( Cat-5 ) 10m | SIU
146 | Ref_5 | RPM 119 2278/10 | Cat5Cable_10M | <50m | CAT5 Kablosu e-band | SIU
147 | Ref_1 | RA 230 1056/00 | RAU1 23/56 kit | TN Radyo | 23 GHZ - Kit | TR_RL
147 | Ref_1 | RA 230 1058/00 | RAU1 23/58 kit | TN Radyo | 23 GHZ - Kit | TR_RL
147 | Ref_1 | RA 231 1058/00 | RAU2 23/58 Normal Power kit | TN Radyo | 23 GHZ - Kit | TR_RL
147 | Ref_1 | RA 231 1156/00 | RAU2 23/56 High Power kit | TN Radyo | 23 GHZ - Kit | TR_RL
147 | Ref_1 | RA 231 1158/00 | RAU2 23/58 High Power kit | TN Radyo | 23 GHZ - Kit | TR_RL
147 | Ref_1 | RA 381 1016/00 | RAU2 38/16 Kit | TN Radyo | 38 GHz Kit Radyo_eski | TR_RL
147 | Ref_1 | UKL 401 63/72 | RAU2 X 23/72 | TN Radyo | 23 GHZ - RAU | TR_RL
147 | Ref_1 | UKL 401 63/73 | RAU2 X 23/73 | TN Radyo | 23 GHZ - RAU | TR_RL
147 | Ref_1 | UKL 401 63/76 | RAU2 X 23/76 | TN Radyo | 23 GHZ - RAU | TR_RL
147 | Ref_1 | UKL 401 63/76HP | RAU2X 23/76 HP | TN Radyo | 23 GHZ - RAU | TR_RL
147 | Ref_1 | UKL 401 63/78 | RAU2 X 23/78 | TN Radyo | 23 GHZ - RAU | TR_RL
147 | Ref_1 | UKL 401 63/78HP | RAU2X 23/78 HP | TN Radyo | 23 GHZ - RAU | TR_RL
147 | Ref_1 | UKL 401 63/A02HP | RADIO UNIT/RAU2 X 23/A02 HP KIT | TN Radyo | 23 GHZ - RAU | TR_RL
147 | Ref_1 | UKL 401 63/A06HP | RADIO UNIT/RAU2 X 23/A06 HP KIT | TN Radyo | 23 GHZ - RAU | TR_RL
147 | Ref_1 | UKL 401 66/22 | RAU2 X 10/22 | TN Radyo | 10 GHZ - RAU X | TR_RL
147 | Ref_1 | UKL 401 66/22HP | RAU2 X 10/22 HP Kit | TN Radyo | 10 GHZ - RAU X | TR_RL
147 | Ref_1 | UKL 401 66/26 | RAU2 X 10/26 | TN Radyo | 10 GHZ - RAU X | TR_RL
147 | Ref_1 | UKL 401 66/26HP | RAU2 X 10/26 HP Kit | TN Radyo | 10 GHZ - RAU X | TR_RL
147 | Ref_1 | UKL 401 66/A22HP | RAU2 X 10/A22 HP Kit | TN Radyo | 10 GHZ - RAU X | TR_RL
147 | Ref_1 | UKL 401 66/A26HP | RAU2 X 10/A26 HP Kit | TN Radyo | 10 GHZ - RAU X | TR_RL
147 | Ref_1 | UKL 401 68/61HP | RAU2 X 15/61HP | TN Radyo | 15 GHZ - RAU | TR_RL
147 | Ref_1 | UKL 401 68/68HP | RAU2 X 15/68HP | TN Radyo | 15 GHZ - RAU | TR_RL
147 | Ref_1 | UKL 401 68/A01HP | RAU2 X 15/A01 HP kit | TN Radyo | 15 GHZ - RAU | TR_RL
147 | Ref_1 | UKL 401 68/A05HP | RAU2 X 15/A05 HP kit | TN Radyo | 15 GHZ - RAU | TR_RL
147 | Ref_1 | UKL 401 72/12 | RAU2 X 38/12 kit, 128QAM | TN Radyo | 38 GHZ - RAU | TR_RL
147 | Ref_1 | UKL 401 72/16 | RAU2 X 38/16 kit, 128QAM | TN Radyo | 38 GHZ - RAU | TR_RL
147 | Ref_1 | UKL 401 72/A11 | RAU2 X 38/A11 Kit | TN Radyo | 38 GHZ - RAU | TR_RL
147 | Ref_1 | UKL 401 72/A15 | RAU2 X 38/A15 Kit | TN Radyo | 38 GHZ - RAU | TR_RL
147 | Ref_1 | UKL 401 75/52 | RAU2X 26/52 | TN Radyo | 26 GHZ - RAU | TR_RL
147 | Ref_1 | UKL 401 75/56 | RAU2 X 26/56 | TN Radyo | 26 GHZ - RAU | TR_RL
147 | Ref_1 | UKL 401 75/A01 | RAU2 X 26/A01 Kit | TN Radyo | 26 GHZ - RAU | TR_RL
147 | Ref_1 | UKL 401 75/A05 | RAU2 X 26/A05 Kit | TN Radyo | 26 GHZ - RAU | TR_RL
147 | Ref_1 | UKL 402 10/22H | MINI-LINK 6363 10/22H | TN Radyo | 10 GHZ - RAU | TR_RL
147 | Ref_1 | UKL 402 10/22L | MINI-LINK 6363 10/22L | TN Radyo | 10 GHZ - RAU | TR_RL
147 | Ref_1 | UKL 402 13/01H | MINI-LINK 6363 15/01H | TN Radyo | 15 GHZ - RAU | TR_RL
147 | Ref_1 | UKL 402 13/01L | MINI-LINK 6363 15/01L | TN Radyo | 15 GHZ - RAU | TR_RL
147 | Ref_1 | UKL 402 15/02H | MINI-LINK 6363 23/02H | TN Radyo | 23 GHZ - RAU | TR_RL
147 | Ref_1 | UKL 402 15/02L | MINI-LINK 6363 23/02L | TN Radyo | 23 GHZ - RAU | TR_RL
147 | Ref_1 | UKL 402 17/01H | MINI-LINK 6363 26/01H | TN Radyo | 26 GHZ - RAU | TR_RL
147 | Ref_1 | UKL 402 17/01L | MINI-LINK 6363 26/01L | TN Radyo | 26 GHZ - RAU | TR_RL
147 | Ref_1 | UKL 402 20/11H | MINI-LINK 6363 38/11L 38 GHz RAU HIGH | TN Radyo | 38 GHZ - RAU | TR_RL
147 | Ref_1 | UKL 402 20/11L | MINI-LINK 6363 38/11L 38 GHz RAU LOW | TN Radyo | 38 GHZ - RAU | TR_RL
147 | Ref_1 | UKL 501 57/21H | MINI-LINK 6352 80/21H | TN Radyo | 80 GHZ - RAU | TR_RL
147 | Ref_1 | UKL 501 57/21L | MINI-LINK 6352 80/21L | TN Radyo | 80 GHZ - RAU | TR_RL
147 | Ref_1 | UKL 601 112/72HP | RAU2 N 23/72 HP, C-QPSK - 128QAM | TN Radyo | 23 GHZ - RAU | TR_RL
147 | Ref_1 | UKL 601 112/73HP | RAU2 N 23/73 HP, C-QPSK - 128QAM | TN Radyo | 23 GHZ - RAU | TR_RL
147 | Ref_1 | UKL 601 114/12 | RAU2 N 38/12, 128QAM | TN Radyo | 38 GHZ - RAU | TR_RL
147 | Ref_1 | UKL 601 114/16 | RAU2 N 38/16, 128QAM | TN Radyo | 38 GHZ - RAU | TR_RL
147 | Ref_2 | 502-30-47-0009 | IF Kablosu, H1000 PE. | RL Kablo | 7 GHZ - Tübitak | TR_RL
147 | Ref_2 | TZC 500 32/500 | CABLE/RADIO CABLE, 10 MM REEL 500 M | RL Kablo | RL Coaxial Cable | TR_RL
147 | Ref_2 | TZC 50032/500 | MINI-LINK Radio Cable, 10 mm, 50 ohm, 500m | RL Kablo | RL Coaxial Cable | TR_RL
148 | Ref_1 | BFB 102 103/1 | FAU4 for TN 2P | FAU | FAU | TR_TN
148 | Ref_1 | BFB 102 103/2 | FAU4 B | FAU | FAU | TR_TN
148 | Ref_2 | BFD 599 031/1 | AMM 2p Subrack kit (includes NPU2) . | 2P TN | 2P TN Magazin | TR_TN
148 | Ref_2 | BFD 599 031/2 | AMM 2P B | 2P TN | 2P TN Magazin | TR_TN
149 | Ref_1 | ROJ 208 1325/1 | NPU 1003 | NPU | NPU | TR_TN
149 | Ref_2 | BFL 510 110/1 | MINI-LINK 6691 | TN 6691 | TN Magazin 6691 | TR_TN
149 | Ref_3 | BFL 510 113/1 | MINI-LINK 6693 | TN 6693 | TN Magazin 6693 | TR_TN
149 | Ref_4 | BFL 510 111/1 | MINI-LINK 6692 | TN 6692 | TN Magazin 6692 8x2 | TR_TN
150 | Ref_1 | ROJ 208 1313/1 | NPU 1D | NPU | NPU | TR_TN
150 | Ref_1 | ROJ 211 04/1 | NPU3 D | NPU | NPU | TR_TN
150 | Ref_1 | ROJR 208 011/1 | NPU 1C | NPU | NPU | TR_TN
150 | Ref_1 | ROJR 211 002/1 | NPU2 | NPU | NPU | TR_TN
150 | Ref_1 | ROJR 211 004/1 | NPU3 | NPU | NPU | TR_TN
150 | Ref_1 | ROJR 211 006/1 | NPU3 B | NPU | NPU | TR_TN
150 | Ref_1 | ROJR 211 006/2 | NPU3 C | NPU | NPU | TR_TN
150 | Ref_2 | BFD 599 031/1 | AMM 2p Subrack kit (includes NPU2) . | 2P | 2P TN Magazin | TR_TN
150 | Ref_2 | BFD 599 031/2 | AMM 2P B | 2P | 2P TN Magazin | TR_TN
150 | Ref_3 | BFD 599 030/2 | AMM 6p B Subrack kit (includes PFU3, FAU2, NPU1 B) . | 6P | 6P TN Magazin | TR_TN
150 | Ref_3 | BFD 599 030/3 | AMM 6p C (+24V, -48V) | 6P | 6P TN Magazin | TR_TN
150 | Ref_4 | BFD 599 028/1 | AMM 20p Subrack kit (includes NPU, PFU1) | 20P | 20P TN Magazin | TR_TN
151 | Ref_1 | BFB 109 046/1 | FAU 1301 | FAU | FAU | TR_TN
151 | Ref_2 | BFL 510 113/1 | MINI-LINK 6693 | TN 6693 | TN Magazin 6693 | TR_TN
152 | Ref_1 | ROJR 219 011/1 | FAU2 (included in 6p B kit). | FAU | FAU | TR_TN
152 | Ref_1 | ROJR 219 015/1 | FAU2 B | FAU | FAU | TR_TN
152 | Ref_2 | BFD 599 030/2 | AMM 6p B Subrack kit (includes PFU3, FAU2, NPU1 B) . | 6P TN | 6P TN Magazin | TR_TN
152 | Ref_2 | BFD 599 030/3 | AMM 6p C (+24V, -48V) | 6P TN | 6P TN Magazin | TR_TN
153 | Ref_1 | BFB 109 043/1 | FAU 1101 | FAU | FAU | TR_TN
153 | Ref_2 | BFL 510 110/1 | MINI-LINK 6691 | TN 6691 | TN Magazin 6691 | TR_TN
154 | Ref_1 | NWA-091027-AA4 | iPASOLINK iX MDU (1+1 or 2+0, XPIC 2 xModem) w/o Bracket Kit | MDU4 | Nec / MDU4 | TR_NEC
154 | Ref_2 | ACC-CBL001 | ET connector for iPASO iX Power | Enerji Konnektör_4 | Nec / MDU4 Enerji Konnektörü | TR_NEC
155 | Ref_1 | NWA-009030-H | NEC 10.5 GHz NEO Radio- High | ODU | 10.5 GHZ - Nec / ODU H | TR_NEC
155 | Ref_1 | NWA-009030-L | NEC 10.5 GHz NEO Radio - Low | ODU | 10.5 GHZ - Nec / ODU L | TR_NEC
155 | Ref_1 | NWA-009040-H | NEC 23 GHz NEO Radio, High | ODU | 23 GHZ - Nec / ODU | TR_NEC
155 | Ref_1 | NWA-009040-L | NEC 23 GHz NEO Radio, Low | ODU | 23 GHZ - Nec / ODU | TR_NEC
155 | Ref_1 | NWA-009048-H | NEC 38 GHz NEO Radio, High | ODU | 38 GHZ - Nec / ODU | TR_NEC
155 | Ref_1 | NWA-009048-L | NEC 38 GHz NEO Radio, Low | ODU | 38 GHZ - Nec / ODU | TR_NEC
155 | Ref_1 | NWA-078615-X-H | 10.5 GHz IAG ODU (w/o Adaptor Plate, Direct Mount type, Shift 91 MHz Subband X, High) | ODU | 10.5 GHZ - Nec / ODU H X | TR_NEC
155 | Ref_1 | NWA-078615-X-L | 10.5 GHz IAG ODU (w/o Adaptor Plate, Direct Mount type, Shift 91 MHz Subband X, Low) | ODU | 10.5 GHZ - Nec / ODU L X | TR_NEC
155 | Ref_1 | NWA-078618-C-H | 15 GHz IAG ODU (w/o Adaptor Plate, Direct Mount type, Shift 728 MHz Subband C, High) | ODU | 15 GHZ - Nec / ODU | TR_NEC
155 | Ref_1 | NWA-078618-C-L | 15 GHz IAG ODU (w/o Adaptor Plate, Direct Mount type, Shift 728 MHz Subband C, Low) | ODU | 15 GHZ - Nec / ODU | TR_NEC
155 | Ref_1 | NWA-078620-A-H | 23 GHz IAG ODU (w/o Adaptor Plate, Direct Mount type, Shift 1008 MHz Subband A, High) | ODU | 23 GHZ - Nec / ODU | TR_NEC
155 | Ref_1 | NWA-078620-A-L | 23 GHz IAG ODU (w/o Adaptor Plate, Direct Mount type, Shift 1008 MHz Subband A, Low) | ODU | 23 GHZ - Nec / ODU | TR_NEC
155 | Ref_1 | NWA-078621-B-H | 26 GHz IAG ODU (w/o Adaptor Plate, Direct Mount type, Shift 1008 MHz Subband B, High) | ODU | 26 GHZ - Nec / ODU | TR_NEC
155 | Ref_1 | NWA-078621-B-L | 26 GHz IAG ODU (w/o Adaptor Plate, Direct Mount type, Shift 1008 MHz Subband B, Low) | ODU | 26 GHZ - Nec / ODU | TR_NEC
155 | Ref_1 | NWA-078624-B-H | 38 GHz IAG ODU (w/o Adaptor Plate, Direct Mount type, Shift 1260 MHz Subband B, High) | ODU | 38 GHZ - Nec / ODU | TR_NEC
155 | Ref_1 | NWA-078624-B-L | 38 GHz IAG ODU (w/o Adaptor Plate, Direct Mount type, Shift 1260 MHz Subband B, Low) | ODU | 38 GHZ - Nec / ODU | TR_NEC
155 | Ref_2 | ACC-CBL033 | MDP-ODU Connection (IF Jumper Cable) 1 Metre | ODU Jumper | Nec / MDU-ODU Jumper | TR_NEC
155 | Ref_2 | ACC-CBL034 | MDP-ODU Connection (IF Jumper Cable) 3 Metre | ODU Jumper | Nec / MDU-ODU Jumper | TR_NEC
155 | Ref_2 | ACC-CBL037 | MDP-ODU Connection (IF Jumper Cable) 20 Metre | ODU Jumper | Nec / MDU-ODU Jumper | TR_NEC
155 | Ref_2 | CBE-106533-001 | MDP-ODU Connection (IF Jumper Cable) | ODU Jumper | Nec / MDU-ODU Jumper | TR_NEC
155 | Ref_3 | ACC-CBL022 | Grounding Cable(6m-6mm2) | Toprak Kablosu | Nec / Toprak Kablosu | TR_NEC
156 | Ref_1 | NWA-091027-AA4 | iPASOLINK iX MDU (1+1 or 2+0, XPIC 2 xModem) w/o Bracket Kit | MDU | Nec / MDU4 | TR_NEC
156 | Ref_1 | NWA-091027-AA5 | iPASOLINK iX MDU (1+1 or 2+0, XPIC 2 xModem) w/o Bracket Kit - AA5 | MDU | Nec / MDU5 | TR_NEC
156 | Ref_2 | ACC-CBL002 | Power Cable (2x1,5mm2, shielded, outdoor waterproof) for iPASO iX, 10m | 10m-25m | Nec / Enerji Kablosu | TR_NEC
156 | Ref_2 | ACC-CBL003 | Power Cable (2x1,5mm2, shielded, outdoor waterproof) for iPASO iX, 25m | 10m-25m | Nec / Enerji Kablosu | TR_NEC
156 | Ref_3 | ACC-CBL004 | Power Cable (2x1,5mm2, shielded, outdoor waterproof) for iPASO iX, 50m | 50m | Nec / Enerji Kablosu | TR_NEC
156 | Ref_4 | ACC-CBL005 | Power Cable (2x1,5mm2, shielded, outdoor waterproof) for iPASO iX, 75m | 75m | Nec / Enerji Kablosu | TR_NEC
156 | Ref_5 | ACC-CBL006 | Power Cable (2x1,5mm2, shielded, outdoor waterproof) for iPASO iX, 100m | 100m | Nec / Enerji Kablosu | TR_NEC
156 | Ref_6 | ACC-CBL029 | Power Cable (2x1,5mm2, shielded, outdoor waterproof) for iPASO iX, 150m | 150m Enerji Kablosu | Nec / Toprak Kablosu | TR_NEC
157 | Ref_1 | NWA-091027-AA4 | iPASOLINK iX MDU (1+1 or 2+0, XPIC 2 xModem) w/o Bracket Kit | MDU | Nec / MDU4 | TR_NEC
157 | Ref_1 | NWA-091027-AA5 | iPASOLINK iX MDU (1+1 or 2+0, XPIC 2 xModem) w/o Bracket Kit - AA5 | MDU | Nec / MDU5 | TR_NEC
157 | Ref_2 | ACC-CBL017 | Console Cable, 10m (Electrical, Outdoor Type Ethernet Cable) | 10m-25m | Nec / Ethernet Kablosu | TR_NEC
157 | Ref_2 | ACC-CBL018 | Console Cable, 25m (Electrical, Outdoor Type Ethernet Cable) | 10m-25m | Nec / Patch Cord ( Cat-6 ) | TR_NEC
157 | Ref_3 | ACC-CBL019 | Console Cable, 50m (Electrical, Outdoor Type Ethernet Cable) | 50m | Nec / Patch Cord ( Cat-6 ) | TR_NEC
157 | Ref_4 | ACC-CBL020 | Console Cable, 75m (Electrical, Outdoor Type Ethernet Cable) | 75m | Nec / Patch Cord ( Cat-6 ) | TR_NEC
157 | Ref_5 | ACC-CBL021 | Console Cable, 100m (Electrical, Outdoor Type Ethernet Cable) | 100m | Nec / Patch Cord ( Cat-6 ) | TR_NEC
157 | Ref_6 | ACC-CBL032 | Console Cable, 150m (Electrical, Outdoor Type Ethernet Cable) | 150m Console Ethernet | Nec / Ethernet Kablosu | TR_NEC
158 | Ref_1 | SXK 111 516/2 | Connector DC 2 PIN TFL 42403 | Fan Enerji | 20P Fan Enerji Connectör | TR_TN
158 | Ref_2 | BFD 599 028/1 | AMM 20p Subrack kit (includes NPU, PFU1) | 20P TN | 20P TN Magazin | TR_TN
159 | Ref_1 | RPMR 102 02/1 | Fan Alarm Cable, 0.6 m , for FAU1 | Fan Alarm | 20P Fan Alarm Kablosu | TR_TN
159 | Ref_2 | BFD 599 028/1 | AMM 20p Subrack kit (includes NPU, PFU1) | 20P TN | 20P TN Magazin | TR_TN
160 | Ref_1 | RYS 110 243/1 | RMM (for all NPU) | RMM Sim Kart | RMM | TR_TN
160 | Ref_2 | ROJ 208 1313/1 | NPU 1D | NPU | NPU | TR_TN
160 | Ref_2 | ROJ 211 04/1 | NPU3 D | NPU | NPU | TR_TN
160 | Ref_2 | ROJR 208 011/1 | NPU 1C | NPU | NPU | TR_TN
160 | Ref_2 | ROJR 211 002/1 | NPU2 | NPU | NPU | TR_TN
160 | Ref_2 | ROJR 211 004/1 | NPU3 | NPU | NPU | TR_TN
160 | Ref_2 | ROJR 211 006/1 | NPU3 B | NPU | NPU | TR_TN
160 | Ref_2 | ROJR 211 006/2 | NPU3 C | NPU | NPU | TR_TN
161 | Ref_1 | BFD 509 14/1 | FAU1 (20p fan unit) . | FAU | FAU | TR_TN
161 | Ref_2 | BFD 599 028/1 | AMM 20p Subrack kit (includes NPU, PFU1) | 20P TN | 20P TN Magazin | TR_TN
162 | Ref_1 | ROJ 208 1301/10 | MMU2 B (Upgradable Modem Capacity by key) | Eski MMU | MMU | TR_TN
162 | Ref_1 | ROJ 208 1304/10 | MMU2 C | Eski MMU | MMU | TR_TN
162 | Ref_1 | ROJ 208 1305/1 | MMU2 D | Eski MMU | MMU | TR_TN
162 | Ref_1 | ROJ 208 1308/1 | MMU2H | Eski MMU | MMU | TR_TN
162 | Ref_1 | ROJ 208 1311/1 | MMU3 A | Eski MMU | MMU | TR_TN
162 | Ref_1 | ROJ 208 1321/1 | MMU4 A | Eski MMU | MMU | TR_TN
162 | Ref_1 | ROJ 208 357/2 | MMU2 F | Eski MMU | MMU | TR_TN
162 | Ref_2 | ROJ 119 2505/1 | MMU 1002 | Yeni MMU | MMU | TR_TN
162 | Ref_3 | RPM 517 6906/01 | Station Radio Cable (MMU ile beraber alınmalı) | Jumper | MMU_Jumper | TR_TN
163 | Ref_1 | BFL 510 113/1 | MINI-LINK 6693 | TN 6693 | TN Magazin 6693 | TR_TN
163 | Ref_2 | ROJ 119 2519/1 | PFU 1301 | PFU | PFU | TR_TN
164 | Ref_1 | BFD 599 030/2 | AMM 6p B Subrack kit (includes PFU3, FAU2, NPU1 B) . | TN 6P | 6P TN Magazin | TR_TN
164 | Ref_1 | BFD 599 030/3 | AMM 6p C (+24V, -48V) | TN 6P | 6P TN Magazin | TR_TN
164 | Ref_2 | ROJ 119 2517/1 | PFU3 C | PFU | PFU | TR_TN
164 | Ref_2 | ROJR 219 012/1 | PFU3 (for AMM 6p B). | PFU | PFU | TR_TN
164 | Ref_2 | ROJR 219 014/1 | PFU3 B (for AMM 6p C) | PFU | PFU | TR_TN
165 | Ref_1 | BFL 510 110/1 | MINI-LINK 6691 | TN 6691 | TN Magazin 6691 | TR_TN
165 | Ref_2 | ROJ 119 2508/1 | PFU 1101 | PFU | PFU | TR_TN
166 | Ref_1 | NWA-091027-AA4 | iPASOLINK iX MDU (1+1 or 2+0, XPIC 2 xModem) w/o Bracket Kit | MDU | Nec / MDU4 | TR_NEC
166 | Ref_1 | NWA-091027-AA5 | iPASOLINK iX MDU (1+1 or 2+0, XPIC 2 xModem) w/o Bracket Kit - AA5 | MDU | Nec / MDU5 | TR_NEC
166 | Ref_2 | NWA-060926-002 | SFP 1000Base LX | SFP | Nec / SFP | TR_NEC
168 | Ref_1 | BFD 599 028/1 | AMM 20p Subrack kit (includes NPU, PFU1) | TN 20P | 20P TN Magazin | TR_TN
168 | Ref_2 | ROJR 211 001/1 | PFU1. | PFU | PFU | TR_TN
169 | Ref_1 | NWA-009030-H | NEC 10.5 GHz NEO Radio- High | 10 GHZ Radyo High | 10.5 GHZ - Nec / ODU H | TR_RL
169 | Ref_1 | NWA-078615-X-H | 10.5 GHz IAG ODU (w/o Adaptor Plate, Direct Mount type, Shift 91 MHz Subband X, High) | 10 GHZ Radyo High | 10.5 GHZ - Nec / ODU H X | TR_RL
169 | Ref_1 | UKL 401 66/26 | RAU2 X 10/26 | 10 GHZ Radyo High | 10 GHZ - RAU X | TR_RL
169 | Ref_1 | UKL 401 66/A26HP | RAU2 X 10/A26 HP Kit | 10 GHZ Radyo High | 10 GHZ - RAU X | TR_RL
169 | Ref_1 | UKL 402 10/22H | MINI-LINK 6363 10/22H | 10 GHZ Radyo High | 10 GHZ - RAU | TR_RL
169 | Ref_2 | NWA-009030-L | NEC 10.5 GHz NEO Radio - Low | Radyo Low | 10.5 GHZ - Nec / ODU L | TR_RL
169 | Ref_2 | NWA-078615-X-L | 10.5 GHz IAG ODU (w/o Adaptor Plate, Direct Mount type, Shift 91 MHz Subband X, Low) | Radyo Low | 10.5 GHZ - Nec / ODU L X | TR_RL
169 | Ref_2 | UKL 401 66/22 | RAU2 X 10/22 | Radyo Low | 10 GHZ - RAU X | TR_RL
169 | Ref_2 | UKL 401 66/A22HP | RAU2 X 10/A22 HP Kit | Radyo Low | 10 GHZ - RAU X | TR_RL
169 | Ref_2 | UKL 402 10/22L | MINI-LINK 6363 10/22L | Radyo Low | 10 GHZ - RAU | TR_RL
169 | Ref_3 | BFZ 622 72/3D03H | ANT3 C 0.6 10/11 HPX | RL Anten Dual for BFZ & NEC | 10 GHZ - RL ANTEN Xpic | TR_RL
169 | Ref_3 | BFZ 622 74/3D03H | ANT3 C 1.2 10/11 HPX | RL Anten Dual for BFZ & NEC | 10 GHZ - RL ANTEN Xpic | TR_RL
169 | Ref_3 | HAEX2-11W-NECR1A | 10.5 GHz 60cm Dual Pol. (Direct mount type) | RL Anten Dual for BFZ & NEC | 10 GHz 2+0 NEC_Anten_0.6m | TR_RL
169 | Ref_3 | HAEX4-11W-NECR1A | 10.5 GHz 120cm Dual Pol. (Direct mount type) | RL Anten Dual for BFZ & NEC | 10 GHz 2+0 NEC_Anten_1.2m | TR_RL
169 | Ref_3 | VHLPX2-11W-NC3 | 10.5 GHz 60cm Dual Pol. (Direct mount type) | RL Anten Dual for BFZ & NEC | 10 GHz 2+0 NEC_Anten_0.6m | TR_RL
169 | Ref_3 | VHLPX4-11W-NC3(A) | 10.5 GHz 120cm Dual Pol. (Direct mount type) | RL Anten Dual for BFZ & NEC | 10.5 GHZ - RL ANTEN Xpic | TR_RL
169 | Ref_4 | UKY 220 16/DC15 | 60 cm HP DP antenna (XPIC) | RL Anten Dual for UPA/B | 10 GHz 2+0 Ericsson_Anten_0.6m | TR_RL
169 | Ref_4 | UKY 220 17/DC15 | 120 cm HP DP antenna 10,5GHz (XPIC) | RL Anten Dual for UPA/B | 10.5 GHZ - RL ANTEN Xpic | TR_RL
169 | Ref_4 | UKY 220 41/DC15 | 60 cm HP antenna / ANT2 0.6 10/11 HPX (XPIC) | RL Anten Dual for UPA/B | 10 GHZ - RL ANTEN Xpic | TR_RL
169 | Ref_4 | UKY 230 42/03H | ANTm A 0.6 10/11 HP/HPX | RL Anten Dual for UPA/B | 10 GHz 2+0 Ericsson_Anten_0.6m | TR_RL
169 | Ref_4 | UKY 230 44/03H | ANTENNA/ANTm A 1.2 10/11 HP/HPX | RL Anten Dual for UPA/B | 10 GHz 2+0 Ericsson_Anten_1.2m | TR_RL
169 | Ref_5 | UPA 901 11/1 | IPS2 10/11 Asym | UPA/B | 10 GHZ - Rau Splitter UPA | TR_RL
169 | Ref_5 | UPB 901 01/2 | Integr Kit ANT2 10/11 HPX | UPA/B | 10 GHz - RL ANTEN Xpic Kit | TR_RL
169 | Ref_6 | SB2-105C | 0.6 m RFS antenna 10.5 GHz HP | RL Anten Singel | 10.5 GHZ - RL ANTEN | TR_RL
169 | Ref_6 | UKY 220 16/SC15 | 10,5 GHz 60 cm HP antenna | RL Anten Singel | 10.5 GHZ - RL ANTEN | TR_RL
169 | Ref_6 | UKY 220 17/SC15 | 120 cm HP antenna / ANT2 1.2 10/11 HP | RL Anten Singel | 10 GHZ - RL ANTEN Xpic | TR_RL
169 | Ref_6 | UKY 220 17/SC15D | 10,5GHz 120 cm HP antenna | RL Anten Singel | 10.5 GHZ - RL ANTEN | TR_RL
169 | Ref_6 | UKY 220 41/SC15 | 0.6 m HP antenna for RAU2 10,5 GHz | RL Anten Singel | 10.5 GHZ - RL ANTEN for RAU2 | TR_RL
169 | Ref_6 | VHLP2-10 | 0.6 m ANDREW antenna 10.5 GHz HP | RL Anten Singel | 10.5 GHZ - RL ANTEN | TR_RL
169 | Ref_6 | VHLP2-11W-NC3(E) | 10.5 GHz 60cm Single Pol. (Direct mount type) NEC | RL Anten Singel | 10 GHz 1+0 NEC_Anten_0.6m | TR_RL
170 | Ref_1 | NWA-078618-C-H | 15 GHz IAG ODU (w/o Adaptor Plate, Direct Mount type, Shift 728 MHz Subband C, High) | 15 GHZ Radyo High | 15 GHZ - Nec / ODU | TR_RL
170 | Ref_1 | UKL 401 68/68HP | RAU2 X 15/68HP | 15 GHZ Radyo High | 15 GHZ - RAU | TR_RL
170 | Ref_1 | UKL 401 68/A05HP | RAU2 X 15/A05 HP kit | 15 GHZ Radyo High | 15 GHZ - RAU | TR_RL
170 | Ref_1 | UKL 402 13/01H | MINI-LINK 6363 15/01H | 15 GHZ Radyo High | 15 GHZ - RAU | TR_RL
170 | Ref_2 | NWA-078618-C-L | 15 GHz IAG ODU (w/o Adaptor Plate, Direct Mount type, Shift 728 MHz Subband C, Low) | Radyo Low | 15 GHZ - Nec / ODU | TR_RL
170 | Ref_2 | UKL 401 68/61HP | RAU2 X 15/61HP | Radyo Low | 15 GHZ - RAU | TR_RL
170 | Ref_2 | UKL 401 68/A01HP | RAU2 X 15/A01 HP kit | Radyo Low | 15 GHZ - RAU | TR_RL
170 | Ref_2 | UKL 402 13/01L | MINI-LINK 6363 15/01L | Radyo Low | 15 GHZ - RAU | TR_RL
170 | Ref_3 | BFZ 622 72/3D05H | ANT3 C 0.6 15 HPX | RL Anten Dual for BFZ & NEC | 15 GHZ - RL ANTEN Xpic | TR_RL
170 | Ref_3 | BFZ 622 74/3D05H | ANT3 C 1.2 15 HPX | RL Anten Dual for BFZ & NEC | 15 GHZ - RL ANTEN Xpic | TR_RL
170 | Ref_3 | HAEX2-15-NECR1A | 15 GHz 60cm Dual Pol. (Direct mount type) | RL Anten Dual for BFZ & NEC | 15 GHZ - Nec / RL ANTEN Xpic | TR_RL
170 | Ref_3 | HAEX4-15-NECR1A | 15 GHz 120cm Dual Pol. (Direct mount type) | RL Anten Dual for BFZ & NEC | 15 GHZ - Nec / RL ANTEN Xpic | TR_RL
170 | Ref_3 | VHLPX2-15-NC3 | 15 GHz 60cm Dual Pol. (Direct mount type) | RL Anten Dual for BFZ & NEC | 15 GHZ - RL ANTEN Xpic | TR_RL
170 | Ref_3 | VHLPX4-15-NC3(A) | 15 GHz 120cm Dual Pol. (Direct mount type) | RL Anten Dual for BFZ & NEC | 15 GHZ - RL ANTEN Xpic | TR_RL
170 | Ref_4 | UKY 210 42/DC12D | 1.2 m HP DP antenna (XPIC) / ANT0 1.2 15 HPX | RL Anten Dual for UPA/B | 15 GHZ - RL ANTEN Xpic | TR_RL
170 | Ref_4 | UKY 210 42/DC15 | 120 cm HP antenna / ANT2 1.2 15 HPX (XPIC) | RL Anten Dual for UPA/B | 15 GHZ - RL ANTEN Xpic | TR_RL
170 | Ref_4 | UKY 210 76/DC15 | 0.6 m HP DP antenna (XPIC) / ANT0 0.6 15 HPX | RL Anten Dual for UPA/B | 15 GHZ - RL ANTEN Xpic | TR_RL
170 | Ref_4 | UKY 220 43/DC15 | 60 cm HP antenna / ANT2 0.6 15 HPX (XPIC) | RL Anten Dual for UPA/B | 15 GHZ - RL ANTEN Xpic | TR_RL
170 | Ref_4 | UKY 230 42/05H | ANTENNA/ANTm A 0.6 15 HP/HPX | RL Anten Dual for UPA/B | 15 GHZ - RL ANTEN Xpic | TR_RL
170 | Ref_4 | UKY 230 44/05H | ANTm 1.2 15 HP/HPX (Ericsson 15 GHz 120 cm Canak Anten) | RL Anten Dual for UPA/B | 15 GHz 2+0 Ericsson_Anten_1.2m | TR_RL
170 | Ref_5 | UPA 101 31/1 | IPS2 Asym 15 GHz | UPA/B | 15 GHZ - Rau Splitter UPA | TR_RL
170 | Ref_5 | UPB 901 02/2 | Integr Kit ANT2 15 HPX | UPA/B | 15 GHZ - RL ANTEN Xpic Kit | TR_RL
170 | Ref_6 | HAE4-15-NECR1A | 15 GHz 120cm Single Pol. (Direct mount type) | RL Anten Singel | 15 GHz 1+0 NEC_Anten_1.2m | TR_RL
170 | Ref_6 | UKY 210 42/SC15 | 1.2 m HP antenna for RAU2 15 GHz | RL Anten Singel | 15 GHZ - RL ANTEN for RAU2 | TR_RL
170 | Ref_6 | UKY 210 42/SC15D | 1.2 m HP Antenna for RAU2 15 GHz | RL Anten Singel | 15 GHZ - RL ANTEN for RAU2 | TR_RL
170 | Ref_6 | UKY 210 76/SC15 | 0.6 m HP Antenna for RAU2 15 GHz | RL Anten Singel | 15 GHZ - RL ANTEN for RAU2 | TR_RL
170 | Ref_6 | UKY 220 43/SC15 | 0.6 m HP antenna for RAU2 15 GHz | RL Anten Singel | 15 GHZ - RL ANTEN for RAU2 | TR_RL
170 | Ref_6 | UKY 230 11/SC45 | ANT2 0.6 15 SHP | RL Anten Singel | 15 GHZ - RL ANTEN Xpic | TR_RL
170 | Ref_6 | VHLP2-15-NC3(E) | 15 GHz 60cm Single Pol. (Direct mount type) | RL Anten Singel | 15 GHz 1+0 NEC_Anten_0.6m | TR_RL
170 | Ref_6 | VHLP4-15-NC3(F) | 15 GHz 120cm Single Pol. (Direct mount type) | RL Anten Singel | 15 GHZ - RL ANTEN | TR_RL
171 | Ref_1 | NWA-009040-H | NEC 23 GHz NEO Radio, High | 23 GHZ Radyo High | 23 GHZ - Nec / ODU | TR_RL
171 | Ref_1 | NWA-078620-A-H | 23 GHz IAG ODU (w/o Adaptor Plate, Direct Mount type, Shift 1008 MHz Subband A, High) | 23 GHZ Radyo High | 23 GHZ - Nec / ODU | TR_RL
171 | Ref_1 | UKL 401 63/73 | RAU2 X 23/73 | 23 GHZ Radyo High | 23 GHZ - RAU | TR_RL
171 | Ref_1 | UKL 401 63/76HP | RAU2X 23/76 HP | 23 GHZ Radyo High | 23 GHZ - RAU | TR_RL
171 | Ref_1 | UKL 401 63/78HP | RAU2X 23/78 HP | 23 GHZ Radyo High | 23 GHZ - RAU | TR_RL
171 | Ref_1 | UKL 401 63/A06HP | RADIO UNIT/RAU2 X 23/A06 HP KIT | 23 GHZ Radyo High | 23 GHZ - RAU | TR_RL
171 | Ref_1 | UKL 402 15/02H | MINI-LINK 6363 23/02H | 23 GHZ Radyo High | 23 GHZ - RAU | TR_RL
171 | Ref_1 | UKL 601 112/73HP | RAU2 N 23/73 HP, C-QPSK - 128QAM | 23 GHZ Radyo High | 23 GHZ - RAU | TR_RL
171 | Ref_2 | NWA-009040-L | NEC 23 GHz NEO Radio, Low | Radyo Low | 23 GHZ - Nec / ODU | TR_RL
171 | Ref_2 | NWA-078620-A-L | 23 GHz IAG ODU (w/o Adaptor Plate, Direct Mount type, Shift 1008 MHz Subband A, Low) | Radyo Low | 23 GHZ - Nec / ODU | TR_RL
171 | Ref_2 | UKL 401 63/72 | RAU2 X 23/72 | Radyo Low | 23 GHZ - RAU | TR_RL
171 | Ref_2 | UKL 401 63/76 | RAU2 X 23/76 | Radyo Low | 23 GHZ - RAU | TR_RL
171 | Ref_2 | UKL 401 63/78 | RAU2 X 23/78 | Radyo Low | 23 GHZ - RAU | TR_RL
171 | Ref_2 | UKL 401 63/A02HP | RADIO UNIT/RAU2 X 23/A02 HP KIT | Radyo Low | 23 GHZ - RAU | TR_RL
171 | Ref_2 | UKL 402 15/02L | MINI-LINK 6363 23/02L | Radyo Low | 23 GHZ - RAU | TR_RL
171 | Ref_2 | UKL 601 112/72HP | RAU2 N 23/72 HP, C-QPSK - 128QAM | Radyo Low | 23 GHZ - RAU | TR_RL
171 | Ref_3 | BFZ 622 71/3D07H | ANT3 C 0.3 23 HPX | RL Anten Dual for BFZ & NEC | 23 GHZ - RL ANTEN Xpic | TR_RL
171 | Ref_3 | BFZ 622 72/3D07H | ANT3 C 0.6 23 HPX | RL Anten Dual for BFZ & NEC | 23 GHZ - RL ANTEN Xpic | TR_RL
171 | Ref_3 | BFZ 622 74/3D07H | ANT3 C 1.2 23 HPX | RL Anten Dual for BFZ & NEC | 23 GHZ - RL ANTEN Xpic | TR_RL
171 | Ref_3 | HAEX1-23-NECR1A | 23 GHz 30cm Dual. Pol. (Direct mount type) | RL Anten Dual for BFZ & NEC | 23 GHZ - Nec / RL ANTEN Xpic | TR_RL
171 | Ref_3 | HAEX2-23-NECR1A | 23 GHz 60cm Dual. Pol. (Direct mount type) | RL Anten Dual for BFZ & NEC | 23 GHZ - Nec / RL ANTEN Xpic | TR_RL
171 | Ref_3 | HAEX4-23-NECR1A | 23 GHz 120cm Dual. Pol. (Direct mount type) | RL Anten Dual for BFZ & NEC | 23 GHZ - Nec / RL ANTEN Xpic | TR_RL
171 | Ref_3 | VHLPX1-23-NC3 | 23 GHz 30cm Dual Pol. (Direct mount type) | RL Anten Dual for BFZ & NEC | 23 GHZ - RL ANTEN Xpic | TR_RL
171 | Ref_3 | VHLPX2-23-NC3 | 23 GHz 60cm Dual Pol. (Direct mount type) | RL Anten Dual for BFZ & NEC | 23 GHZ - RL ANTEN Xpic | TR_RL
171 | Ref_3 | VHLPX4-23-NC3(A) | 23 GHz 120cm Dual Pol. (Direct mount type) | RL Anten Dual for BFZ & NEC | 23 GHZ - RL ANTEN Xpic | TR_RL
171 | Ref_4 | UKY 210 44/DC15 | 120 cm HP antenna / ANT2 1.2 23 HPX (XPIC) | RL Anten Dual for UPA/B | 23 GHZ - RL ANTEN Xpic | TR_RL
171 | Ref_4 | UKY 210 78/DC15 | 60 cm HP DP antenna (XPIC) / ANT2 0.6 23 HPX | RL Anten Dual for UPA/B | 23 GHZ - RL ANTEN Xpic | TR_RL
171 | Ref_4 | UKY 220 45/DC15 | ANT 2 0,6 23 HPX | RL Anten Dual for UPA/B | 23 GHZ - RL ANTEN Xpic | TR_RL
171 | Ref_4 | UKY 220 69/DC15 | 30 cm HP antenna / ANT2 0.3 23 HPX (XPIC) | RL Anten Dual for UPA/B | 23 GHZ - RL ANTEN Xpic | TR_RL
171 | Ref_4 | UKY 230 41/07H | ANTm 0.3 23 HP/HPX (Ericsson 23 GHz 30 cm Canak Anten) | RL Anten Dual for UPA/B | 23 GHZ - RL ANTEN Xpic | TR_RL
171 | Ref_4 | UKY 230 42/07H | ANTENNA/ANTm A 0.6 23 HP/HPX | RL Anten Dual for UPA/B | 23 GHZ - RL ANTEN Xpic | TR_RL
171 | Ref_4 | UKY 230 44/07H | ANTm 1.2 23 HP/HPX (Ericsson 23 GHz 120 cm Canak Anten) | RL Anten Dual for UPA/B | 23 GHz 2+0 Ericsson_Anten_1.2m | TR_RL
171 | Ref_5 | UPA 101 33/1 | Integrated Power Splitter for RAU2 asymmetrical | UPA/B | 23 GHZ - RL ANTEN Xpic Upa for RAU2 ( Düz çanağı 1+1 yapamk için aparat) | TR_RL
171 | Ref_5 | UPB 901 02/4 | Integr Kit ANT2 23 HPX | UPA/B | 23 GHZ - RL ANTEN Xpic Kit | TR_RL
171 | Ref_6 | HAE1-23-NECR2A | 23 GHz 30cm Single Pol. (Direct mount type) | RL Anten Singel | 23 GHZ - Nec / RL ANTEN | TR_RL
171 | Ref_6 | HAE2-23-NECR3A | 23 GHz 60cm Single Pol. (Direct mount type) | RL Anten Singel | 23 GHZ - Nec / RL ANTEN | TR_RL
171 | Ref_6 | UKY 210 05/SC11 | 0.3 m ML ANTENNA 23 GHz HP Ericsson | RL Anten Singel | 23 GHZ - RL ANTEN | TR_RL
171 | Ref_6 | UKY 210 06/SC11 | 0.6 m ML ANTENNA 23 GHz HP Ericsson | RL Anten Singel | 23 GHZ - RL ANTEN | TR_RL
171 | Ref_6 | UKY 210 07/SC14 | 1.2 m ML Antenna 23 GHz HP Ericsson | RL Anten Singel | 23 GHZ - RL ANTEN | TR_RL
171 | Ref_6 | UKY 210 44/SC15 | ANT2 1.2 23 HP. | RL Anten Singel | 23 GHZ - RL ANTEN Xpic | TR_RL
171 | Ref_6 | UKY 210 44/SC15D | 1.2 m 23 GHz HP Antenna for RAU2 | RL Anten Singel | 23 GHZ - RL ANTEN for RAU2 | TR_RL
171 | Ref_6 | UKY 210 60/SC15 | 0.2 m 23 GHz HP Antenna for RAU2 | RL Anten Singel | 23 GHZ - RL ANTEN for RAU2 | TR_RL
171 | Ref_6 | UKY 210 73/SC15 | 0.3 m 23 GHz HP Antenna for RAU2 | RL Anten Singel | 23 GHZ - RL ANTEN for RAU2 | TR_RL
171 | Ref_6 | UKY 210 78/SC11 | 0.6 m ML Antenna 23 GHz HP Ericsson | RL Anten Singel | 23 GHZ - RL ANTEN | TR_RL
171 | Ref_6 | UKY 210 78/SC15 | 0.6 m 23 GHz HP Antenna for RAU2 | RL Anten Singel | 23 GHZ - RL ANTEN for RAU2 | TR_RL
171 | Ref_6 | UKY 220 45/SC15 | 0.6 m HP antenna for RAU2 23 GHz | RL Anten Singel | 23 GHZ - RL ANTEN for RAU2 | TR_RL
171 | Ref_6 | UKY 220 69/SC15 | 0.3 m HP antenna for RAU2 23 GHz | RL Anten Singel | 23 GHZ - RL ANTEN for RAU2 | TR_RL
172 | Ref_1 | NWA-078621-B-H | 26 GHz IAG ODU (w/o Adaptor Plate, Direct Mount type, Shift 1008 MHz Subband B, High) | 26 GHZ Radyo High | 26 GHZ - Nec / ODU | TR_RL
172 | Ref_1 | UKL 401 75/56 | RAU2 X 26/56 | 26 GHZ Radyo High | 26 GHZ - RAU | TR_RL
172 | Ref_1 | UKL 401 75/A05 | RAU2 X 26/A05 Kit | 26 GHZ Radyo High | 26 GHZ - RAU | TR_RL
172 | Ref_1 | UKL 402 17/01H | MINI-LINK 6363 26/01H | 26 GHZ Radyo High | 26 GHZ - RAU | TR_RL
172 | Ref_2 | NWA-078621-B-L | 26 GHz IAG ODU (w/o Adaptor Plate, Direct Mount type, Shift 1008 MHz Subband B, Low) | Radyo Low | 26 GHZ - Nec / ODU | TR_RL
172 | Ref_2 | UKL 401 75/52 | RAU2X 26/52 | Radyo Low | 26 GHZ - RAU | TR_RL
172 | Ref_2 | UKL 401 75/A01 | RAU2 X 26/A01 Kit | Radyo Low | 26 GHZ - RAU | TR_RL
172 | Ref_2 | UKL 402 17/01L | MINI-LINK 6363 26/01L | Radyo Low | 26 GHZ - RAU | TR_RL
172 | Ref_3 | BFZ 622 71/3D08H | ANT3 C 0.3 24/26 HPX | RL Anten Dual for BFZ & NEC | Diğer | TR_RL
172 | Ref_3 | BFZ 622 72/3D08H | ANT3 C 0.6 24/26 HPX | RL Anten Dual for BFZ & NEC | 26 GHZ - RL ANTEN Xpic | TR_RL
172 | Ref_3 | HAEX1-26-NECR1A | 26 GHz 30cm Dual. Pol. (Direct mount type) | RL Anten Dual for BFZ & NEC | 26 GHZ - Nec / RL ANTEN Xpic | TR_RL
172 | Ref_3 | HAEX2-26-NECR1A | 26 GHz 60cm Dual. Pol. (Direct mount type) | RL Anten Dual for BFZ & NEC | 26 GHZ - Nec / RL ANTEN Xpic | TR_RL
172 | Ref_3 | HAEX4-26-NECR1A | 26 GHz 120cm Dual. Pol. (Direct mount type) | RL Anten Dual for BFZ & NEC | 26 GHz 2+0 NEC_Anten_1.2m | TR_RL
172 | Ref_3 | VHLPX1-26S-NC3 | 26 GHz 30cm Dual Pol. (Direct mount type) | RL Anten Dual for BFZ & NEC | 26 GHz 2+0 NEC_Anten_0.3m | TR_RL
172 | Ref_3 | VHLPX2-26S-NC3 | 26 GHz 60cm Dual Pol. (Direct mount type) | RL Anten Dual for BFZ & NEC | 26 GHz 2+0 NEC_Anten_0.6m | TR_RL
172 | Ref_4 | UKY 210 79/DC15 | 0.6 m HP DP antenna (XPIC) / ANT0 0.6 26 HPX | RL Anten Dual for UPA/B | 26 GHZ - RL ANTEN Xpic | TR_RL
172 | Ref_4 | UKY 220 46/DC15 | 60 cm HP DP antenna 26GHz (XPIC) | RL Anten Dual for UPA/B | 26 GHZ - RL ANTEN Xpic | TR_RL
172 | Ref_4 | UKY 220 70/DC15 | 30 cm HP antenna / ANT2 0.3 24/26 HPX (XPIC) | RL Anten Dual for UPA/B | 26 GHZ - RL ANTEN Xpic | TR_RL
172 | Ref_4 | UKY 230 41/08H | ANTENNA/ANTm A 0.3 24/26 HP/HPX | RL Anten Dual for UPA/B | 26 GHZ - RL ANTEN Xpic | TR_RL
172 | Ref_5 | UPA 101 34/1 | IPS2 Asym 26 GHz | UPA/B | 26 GHZ - Rau Splitter UPA | TR_RL
172 | Ref_5 | UPB 901 02/5 | Integr Kit ANT2 24/26 HPX | UPA/B | 26 GHZ - RL ANTEN Xpic Kit | TR_RL
172 | Ref_6 | HAE1-26-NECR1A | 26 GHz 30cm Single Pol. (Direct mount type) | RL Anten Singel | 26 GHZ - Nec / RL ANTEN | TR_RL
172 | Ref_6 | HAE2-26-NECR1A | 26 GHz 60cm Single Pol. (Direct mount type) | RL Anten Singel | 26 GHZ - Nec / RL ANTEN | TR_RL
172 | Ref_6 | UKY 210 74/SC15 | 0.3 m HP Antenna for RAU2 26 GHz | RL Anten Singel | 26 GHZ - RL ANTEN for RAU2 | TR_RL
172 | Ref_6 | UKY 210 79/SC15 | 0.6 m HP Antenna for RAU2 26 GHz | RL Anten Singel | 26 GHZ - RL ANTEN for RAU2 | TR_RL
172 | Ref_6 | UKY 220 46/SC15 | 0.6 m HP antenna for RAU2 26 GHz | RL Anten Singel | 26 GHZ - RL ANTEN for RAU2 | TR_RL
172 | Ref_6 | UKY 220 70/SC15 | 0.3 m HP antenna for RAU2 26 GHz | RL Anten Singel | 26 GHZ - RL ANTEN for RAU2 | TR_RL
173 | Ref_1 | NWA-009048-H | NEC 38 GHz NEO Radio, High | 38 GHZ Radyo High | 38 GHZ - Nec / ODU | TR_RL
173 | Ref_1 | NWA-078624-B-H | 38 GHz IAG ODU (w/o Adaptor Plate, Direct Mount type, Shift 1260 MHz Subband B, High) | 38 GHZ Radyo High | 38 GHZ - Nec / ODU | TR_RL
173 | Ref_1 | UKL 401 72/16 | RAU2 X 38/16 kit, 128QAM | 38 GHZ Radyo High | 38 GHZ - RAU | TR_RL
173 | Ref_1 | UKL 401 72/A15 | RAU2 X 38/A15 Kit | 38 GHZ Radyo High | 38 GHZ - RAU | TR_RL
173 | Ref_1 | UKL 402 20/11H | MINI-LINK 6363 38/11L 38 GHz RAU HIGH | 38 GHZ Radyo High | 38 GHZ - RAU | TR_RL
173 | Ref_1 | UKL 601 114/16 | RAU2 N 38/16, 128QAM | 38 GHZ Radyo High | 38 GHZ - RAU | TR_RL
173 | Ref_2 | NWA-009048-L | NEC 38 GHz NEO Radio, Low | Radyo Low | 38 GHZ - Nec / ODU | TR_RL
173 | Ref_2 | NWA-078624-B-L | 38 GHz IAG ODU (w/o Adaptor Plate, Direct Mount type, Shift 1260 MHz Subband B, Low) | Radyo Low | 38 GHZ - Nec / ODU | TR_RL
173 | Ref_2 | UKL 401 72/12 | RAU2 X 38/12 kit, 128QAM | Radyo Low | 38 GHZ - RAU | TR_RL
173 | Ref_2 | UKL 401 72/A11 | RAU2 X 38/A11 Kit | Radyo Low | 38 GHZ - RAU | TR_RL
173 | Ref_2 | UKL 402 20/11L | MINI-LINK 6363 38/11L 38 GHz RAU LOW | Radyo Low | 38 GHZ - RAU | TR_RL
173 | Ref_2 | UKL 601 114/12 | RAU2 N 38/12, 128QAM | Radyo Low | 38 GHZ - RAU | TR_RL
173 | Ref_3 | BFZ 622 71/3D11H | ANT3 C 0.3 38 HPX | RL Anten Dual for BFZ & NEC | 38 GHZ - RL ANTEN Xpic | TR_RL
173 | Ref_3 | BFZ 622 72/3D11H | ANT3 C 0.6 38 HPX | RL Anten Dual for BFZ & NEC | 38 GHZ - RL ANTEN Xpic | TR_RL
173 | Ref_3 | HAEX1-38-NECR1A | 38 GHz 30cm Dual. Pol. (Direct mount type) Antenna ARKIVATOR | RL Anten Dual for BFZ & NEC | 38 GHZ - Nec / RL ANTEN Xpic | TR_RL
173 | Ref_3 | HAEX2-38-NECR1A | 38 GHz 60cm Dual Pol. (Direct mount type) Antenna ARKIVATOR | RL Anten Dual for BFZ & NEC | 38 GHZ - Nec / RL ANTEN Xpic | TR_RL
173 | Ref_3 | VHLPX1-38-NC3 | 38 GHz 30cm Dual Pol. (Direct mount type) | RL Anten Dual for BFZ & NEC | 38 GHZ - RL ANTEN Xpic | TR_RL
173 | Ref_3 | VHLPX2-38-NC3 | 38 GHz 60cm Dual Pol. (Direct mount type) | RL Anten Dual for BFZ & NEC | 38 GHZ - RL ANTEN Xpic | TR_RL
173 | Ref_4 | UKY 210 80/DC15 | 0.6 m HP DP antenna (XPIC) 38Ghz | RL Anten Dual for UPA/B | 38 GHZ - RL ANTEN Xpic | TR_RL
173 | Ref_4 | UKY 220 49/DC15 | 60 cm HP antenna / ANT2 0.6 38 HPX (XPIC) | RL Anten Dual for UPA/B | 38 GHZ - RL ANTEN Xpic | TR_RL
173 | Ref_4 | UKY 220 73/DC15 | 30 cm HP antenna / ANT2 0.3 38 HPX (XPIC) | RL Anten Dual for UPA/B | 38 GHZ - RL ANTEN Xpic | TR_RL
173 | Ref_4 | UKY 230 41/11H | ANTm 0.3 38 HP/HPX (Ericsson 38 GHz 30 cm Canak Anten) | RL Anten Dual for UPA/B | 38 GHZ - RL ANTEN Xpic | TR_RL
173 | Ref_5 | UPA 101 37/1 | Integrated Power Splitter 38 GHz Asymmetrical | UPA/B | 38 GHZ - RL ANTEN Xpic Upa | TR_RL
173 | Ref_5 | UPB 901 02/8 | Integr Kit ANT2 38 HPX | UPA/B | 38 GHZ - RL ANTEN Xpic Upa Kit | TR_RL
173 | Ref_6 | HAE1-38-NECR1A | 38 GHz 30cm Single Pol. (Direct mount type) Antenna ARKIVATOR (NEC) | RL Anten Singel | 38 GHZ - Nec / RL ANTEN | TR_RL
173 | Ref_6 | HAE2-38-NECR2A | 38 GHz 60cm Single Pol. (Direct mount type) Antenna ARKIVATOR | RL Anten Singel | 38 GHz 1+0 NEC_Anten_0.6m | TR_RL
173 | Ref_6 | UKY 210 61/SC15 | 0.2 m HP antenna 38 GHz | RL Anten Singel | 38 GHZ - RL ANTEN | TR_RL
173 | Ref_6 | UKY 210 75/SC15 | 0.3 m HP antenna 38 GHz | RL Anten Singel | 38 GHZ - RL ANTEN | TR_RL
173 | Ref_6 | UKY 210 80/SC15 | 0.6 m HP antenna 38 GHz | RL Anten Singel | 38 GHZ - RL ANTEN | TR_RL
173 | Ref_6 | UKY 220 49/SC15 | 0.6 m HP antenna for RAU2 38 GHz | RL Anten Singel | 38 GHZ - RL ANTEN for RAU2 | TR_RL
173 | Ref_6 | UKY 220 73/SC15 | 30 cm HP antenna / ANT2 0.3 38 HP | RL Anten Singel | 38 GHZ - RL ANTEN Xpic | TR_RL
173 | Ref_6 | VHLP1-38-NC3(E) | 30cm Single Pol. (Direct mount type) Antenna Andrew | RL Anten Singel | 38 GHz 1+0 NEC_Anten_0.3m | TR_RL
174 | Ref_1 | UKL 501 57/21H | MINI-LINK 6352 80/21H | 80 GHZ Radyo High | 80 GHZ - RAU | TR_RL
174 | Ref_2 | UKL 501 57/21L | MINI-LINK 6352 80/21L | Radyo Low | 80 GHZ - RAU | TR_RL
174 | Ref_4 | UKY 230 41/14H | ANTm A 0.3 80 HP/HPX | RL Anten Dual for UPA/B | 80 GHZ - RL ANTEN Xpic ( e band) | TR_RL
174 | Ref_4 | UKY 230 42/14H | ANTm A 0.6 80 HP/HPX | RL Anten Dual for UPA/B | 80 GHZ - RL ANTEN Xpic ( e band) | TR_RL
175 | Ref_1 | TNHV | TN Havalandırma Kılavuzu | TN Havadanlık | 20P TN Havakandırma Aparatı | TR_TN
175 | Ref_2 | BFD 599 028/1 | AMM 20p Subrack kit (includes NPU, PFU1) | 20P TN | 20P TN Magazin | TR_TN
176 | Ref_1 | ROJ 119 2529/1 | ETU 1002 | ETU | ETU | TR_TN
176 | Ref_1 | ROJ R211 007/1 | ETU3 (AMM 2p B, AMM 6p C/D) | ETU | ETU | TR_TN
176 | Ref_1 | ROJR 208 008/1 | ETU2 | ETU | ETU | TR_TN
176 | Ref_1 | ROJR 208 012/1 | ETU2 B | ETU | ETU | TR_TN
176 | Ref_1 | ROJR 211 007/1 | ETU3 (AMM 2P B, AMM 6P C/D) | ETU | ETU | TR_TN
176 | Ref_2 | BFD 599 031/1 | AMM 2p Subrack kit (includes NPU2) . | 2P TN | 2P TN Magazin | TR_TN
176 | Ref_2 | BFD 599 031/2 | AMM 2P B | 2P TN | 2P TN Magazin | TR_TN
176 | Ref_3 | BFD 599 030/2 | AMM 6p B Subrack kit (includes PFU3, FAU2, NPU1 B) . | 6P TN | 6P TN Magazin | TR_TN
176 | Ref_3 | BFD 599 030/3 | AMM 6p C (+24V, -48V) | 6P TN | 6P TN Magazin | TR_TN
176 | Ref_4 | BFD 599 028/1 | AMM 20p Subrack kit (includes NPU, PFU1) | 20P TN | 20P TN Magazin | TR_TN
177 | Ref_1 | ROJR 208 002/1 | LTU 16x2 | LTU | LTU | TR_TN
177 | Ref_1 | ROJR 208 002/3 | LTU 16/1 | LTU | LTU | TR_TN
177 | Ref_1 | ROJR 208 003/1 | LTU 155 o/e | LTU | LTU | TR_TN
177 | Ref_2 | BFD 599 030/3 | AMM 6p C (+24V, -48V) | 6P TN | 6P TN Magazin | TR_TN
177 | Ref_3 | BFD 599 028/1 | AMM 20p Subrack kit (includes NPU, PFU1) | 20P TN | 20P TN Magazin | TR_TN
178 | Ref_1 | NWA-091027-AA4 | iPASOLINK iX MDU (1+1 or 2+0, XPIC 2 xModem) w/o Bracket Kit | MDU | Nec / MDU4 | TR_NEC
178 | Ref_1 | NWA-091027-AA5 | iPASOLINK iX MDU (1+1 or 2+0, XPIC 2 xModem) w/o Bracket Kit - AA5 | MDU | Nec / MDU5 | TR_NEC
178 | Ref_2 | ACC-CBL007 | LC/PC-­?LC/PC Single Mode Indoor/Outdoor F/O Cable L:10m | Fiber Optik | Nec / Fiber Optik Kablo | TR_NEC
178 | Ref_2 | ACC-CBL008 | LC/PC-­?LC/PC Single Mode Indoor/Outdoor F/O Cable L:25m | Fiber Optik | Nec / Fiber Optik Kablo | TR_NEC
178 | Ref_2 | ACC-CBL009 | LC/PC-­?LC/PC Single Mode Indoor/Outdoor F/O Cable L:50m | Fiber Optik | Nec / Fiber Optik Kablo | TR_NEC
178 | Ref_2 | ACC-CBL010 | LC/PC-­?LC/PC Single Mode Indoor/Outdoor F/O Cable L:75m | Fiber Optik | Nec / Fiber Optik Kablo | TR_NEC
178 | Ref_2 | ACC-CBL011 | LC/PC-­?LC/PC Single Mode Indoor/Outdoor F/O Cable L:100m | Fiber Optik | Nec / Fiber Optik Kablo | TR_NEC
178 | Ref_2 | ACC-CBL030 | LC/PC-¬?LC/PC Multi or Single Mode Indoor/Outdoor F/O Cable L:150m | Fiber Optik | Nec / Fiber Optik Kablo | TR_NEC
178 | Ref_3 | ACC-CBL012 | Traffic Cable, 10m (Electrical, Outdoor Type Ethernet Cable) | Trafik Kablo | Nec / Patch Cord ( Cat-6 ) | TR_NEC
178 | Ref_3 | ACC-CBL013 | Traffic Cable, 25m (Electrical, Outdoor Type Ethernet Cable) | Trafik Kablo | Nec / Patch Cord ( Cat-6 ) | TR_NEC
178 | Ref_3 | ACC-CBL014 | Traffic Cable, 50m (Electrical, Outdoor Type Ethernet Cable) | Trafik Kablo | Nec / Patch Cord ( Cat-6 ) | TR_NEC
178 | Ref_3 | ACC-CBL015 | Traffic Cable, 75m (Electrical, Outdoor Type Ethernet Cable) | Trafik Kablo | Nec / Patch Cord ( Cat-6 ) | TR_NEC
178 | Ref_3 | ACC-CBL016 | Traffic Cable, 100m (Electrical, Outdoor Type Ethernet Cable) | Trafik Kablo | Nec / Patch Cord ( Cat-6 ) | TR_NEC
178 | Ref_3 | ACC-CBL031 | Traffic Cable, 150m (Electrical, Outdoor Type Ethernet Cable) | Trafik Kablo | Nec / Patch Cord ( Cat-6 ) | TR_NEC
179 | Ref_1 | RPM 517 560/5000 | DC Cable for AMM 2P B 5m | Enerji Kablosu | Enerji Kablosu 2P | TR_TN
179 | Ref_2 | BFD 599 031/1 | AMM 2p Subrack kit (includes NPU2) . | 2P | 2P TN Magazin | TR_TN
179 | Ref_2 | BFD 599 031/2 | AMM 2P B | 2P | 2P TN Magazin | TR_TN
179 | Ref_3 | BFL 510 110/1 | MINI-LINK 6691 | 6691 | TN Magazin 6691 | TR_TN
179 | Ref_4 | BFL 510 113/1 | MINI-LINK 6693 | 6693 TN | TN Magazin 6693 | TR_TN
179 | Ref_5 | BFL 510 112/1 | MINI-LINK 6651 | 6651 TN | TN Magazin 6651 1x2 | TR_TN
179 | Ref_5 | BFL 510 112/2 | MINI-LINK 6651/2 | 6651 TN | TN Magazin 6651 | TR_TN
179 | Ref_6 | BFD 101 078/1 | MINI-LINK CN510 R2 | CN510 | Backplane CN510 | TR_TN
180 | Ref_1 | NWA-091027-AA4 | iPASOLINK iX MDU (1+1 or 2+0, XPIC 2 xModem) w/o Bracket Kit | MDU | Nec / MDU4 | TR_NEC
180 | Ref_1 | NWA-091027-AA5 | iPASOLINK iX MDU (1+1 or 2+0, XPIC 2 xModem) w/o Bracket Kit - AA5 | MDU | Nec / MDU5 | TR_NEC
180 | Ref_2 | NWA-009030-H | NEC 10.5 GHz NEO Radio- High | ODU | 10.5 GHZ - Nec / ODU H | TR_NEC
180 | Ref_2 | NWA-009030-L | NEC 10.5 GHz NEO Radio - Low | ODU | 10.5 GHZ - Nec / ODU L | TR_NEC
180 | Ref_2 | NWA-009040-H | NEC 23 GHz NEO Radio, High | ODU | 23 GHZ - Nec / ODU | TR_NEC
180 | Ref_2 | NWA-009040-L | NEC 23 GHz NEO Radio, Low | ODU | 23 GHZ - Nec / ODU | TR_NEC
180 | Ref_2 | NWA-009048-H | NEC 38 GHz NEO Radio, High | ODU | 38 GHZ - Nec / ODU | TR_NEC
180 | Ref_2 | NWA-009048-L | NEC 38 GHz NEO Radio, Low | ODU | 38 GHZ - Nec / ODU | TR_NEC
180 | Ref_2 | NWA-078615-X-H | 10.5 GHz IAG ODU (w/o Adaptor Plate, Direct Mount type, Shift 91 MHz Subband X, High) | ODU | 10.5 GHZ - Nec / ODU H X | TR_NEC
180 | Ref_2 | NWA-078615-X-L | 10.5 GHz IAG ODU (w/o Adaptor Plate, Direct Mount type, Shift 91 MHz Subband X, Low) | ODU | 10.5 GHZ - Nec / ODU L X | TR_NEC
180 | Ref_2 | NWA-078618-C-H | 15 GHz IAG ODU (w/o Adaptor Plate, Direct Mount type, Shift 728 MHz Subband C, High) | ODU | 15 GHZ - Nec / ODU | TR_NEC
180 | Ref_2 | NWA-078618-C-L | 15 GHz IAG ODU (w/o Adaptor Plate, Direct Mount type, Shift 728 MHz Subband C, Low) | ODU | 15 GHZ - Nec / ODU | TR_NEC
180 | Ref_2 | NWA-078620-A-H | 23 GHz IAG ODU (w/o Adaptor Plate, Direct Mount type, Shift 1008 MHz Subband A, High) | ODU | 23 GHZ - Nec / ODU | TR_NEC
180 | Ref_2 | NWA-078620-A-L | 23 GHz IAG ODU (w/o Adaptor Plate, Direct Mount type, Shift 1008 MHz Subband A, Low) | ODU | 23 GHZ - Nec / ODU | TR_NEC
180 | Ref_2 | NWA-078621-B-H | 26 GHz IAG ODU (w/o Adaptor Plate, Direct Mount type, Shift 1008 MHz Subband B, High) | ODU | 26 GHZ - Nec / ODU | TR_NEC
180 | Ref_2 | NWA-078621-B-L | 26 GHz IAG ODU (w/o Adaptor Plate, Direct Mount type, Shift 1008 MHz Subband B, Low) | ODU | 26 GHZ - Nec / ODU | TR_NEC
180 | Ref_2 | NWA-078624-B-H | 38 GHz IAG ODU (w/o Adaptor Plate, Direct Mount type, Shift 1260 MHz Subband B, High) | ODU | 38 GHZ - Nec / ODU | TR_NEC
180 | Ref_2 | NWA-078624-B-L | 38 GHz IAG ODU (w/o Adaptor Plate, Direct Mount type, Shift 1260 MHz Subband B, Low) | ODU | 38 GHZ - Nec / ODU | TR_NEC
180 | Ref_3 | NWA-095159-001-01 | Bracket Kit for iPASO iX 13-42G | MDU Bracket | Nec / MDU Bracket 13-42G Bağlantı Aparatı | TR_NEC
180 | Ref_3 | NWA-095173-001-01 | Bracket Kit for iPASO iX 6-11G | MDU Bracket | Nec / MDU ODU Bracket 6-11G Bağlantı Aparatı | TR_NEC
180 | Ref_4 | NWA-095162-001-01 | Adaptor Plate for IAG ODU (1+1, 2+0 vs. için) | ODU 1+1 Adaptör | Nec / 2. ODU Bağlantı Adaptörü | TR_NEC
181 | Ref_1 | ROJ 208 1301/10 | MMU2 B (Upgradable Modem Capacity by key) | MMU | MMU | TR_TN
181 | Ref_1 | ROJ 208 1304/10 | MMU2 C | MMU | MMU | TR_TN
181 | Ref_1 | ROJ 208 1305/1 | MMU2 D | MMU | MMU | TR_TN
181 | Ref_1 | ROJ 208 1308/1 | MMU2H | MMU | MMU | TR_TN
181 | Ref_1 | ROJ 208 1311/1 | MMU3 A | MMU | MMU | TR_TN
181 | Ref_1 | ROJ 208 1321/1 | MMU4 A | MMU | MMU | TR_TN
181 | Ref_1 | ROJ 208 357/2 | MMU2 F | MMU | MMU | TR_TN
181 | Ref_2 | BFD 599 031/1 | AMM 2p Subrack kit (includes NPU2) . | 2P TN | 2P TN Magazin | TR_TN
181 | Ref_2 | BFD 599 031/2 | AMM 2P B | 2P TN | 2P TN Magazin | TR_TN
181 | Ref_3 | BFD 599 030/2 | AMM 6p B Subrack kit (includes PFU3, FAU2, NPU1 B) . | 6P TN | 6P TN Magazin | TR_TN
181 | Ref_3 | BFD 599 030/3 | AMM 6p C (+24V, -48V) | 6P TN | 6P TN Magazin | TR_TN
181 | Ref_4 | BFD 599 028/1 | AMM 20p Subrack kit (includes NPU, PFU1) | 20P TN | 20P TN Magazin | TR_TN
182 | Ref_1 | ROJ 119 2505/1 | MMU 1002 | MMU | MMU | TR_TN
182 | Ref_2 | BFL 510 110/1 | MINI-LINK 6691 | TN 6691 | TN Magazin 6691 | TR_TN
182 | Ref_3 | BFL 510 113/1 | MINI-LINK 6693 | TN 6693 | TN Magazin 6693 | TR_TN
182 | Ref_4 | BFL 510 111/1 | MINI-LINK 6692 | TN 6692 | TN Magazin 6692 8x2 | TR_TN
183 | Ref_1 | 51130AKL | BIGS ANA UNITE | Bigs Ana Ünite | Bigs | Bigs
183 | Ref_2 | 51130AKR | BiGS ic IP KAMERA | İç Kamera | Bigs | Bigs
183 | Ref_3 | 51130AKS | BİGS DIŞ IP KAMERA | Dış Kamera | Bigs | Bigs
183 | Ref_4 | 51130AKT | BiGS DIs HAREKET SENSoRu | Dış Hareket Sensörü | Bigs | Bigs
183 | Ref_5 | 51130AKV | BiGS DARBE SENSoRu | Darbe Sensörü | Bigs | Bigs
184 | Ref_1 | 52060ADN | AIRSYS FREE COOLING 1800 | AIRSYS İç Birim | AIRSYS Free Cooling İç Ünite | Free Colling
184 | Ref_2 | 52060ADU | AIRSYS FREE COOLING 3400 | Free Cooling | AIRSYS FREE COOLING 3400 | Free Colling
184 | Ref_3 | 52070AFY | AIRSYS FREE COOLING KONTROL PANOSU 1800 | Kontrol Pano | AIRSYS Free Cooling Kontrol Paosu | Free Colling
184 | Ref_5 | 52090AIR | Saha Sicaklik Alarm Termostati, Protek, Ethernet Opsiyonlu | Sensör | Isı Sensörü | Free Colling
184 | Ref_5 | 52090AIR_X | Saha Sicaklik Alarm Termostati, Protek, Ethernet Opsiyonlu | Sensör | Isı Sensörü | Free Colling
184 | Ref_6 | 52070ADR | Torba Filtre (Free Cooling için) | Filtre | Kapı Filitresi | Free Colling
184 | Ref_6 | 52070AFZ | AIRSYS FREE COOLING TORBA FILTRE 1800 | Filtre | AIRSYS Free Cooling Filitre | Free Colling
185 | Ref_1 | 52070APG | PROTEK FREE COOLING KONTROL MODULU TEK KLIMALI | PROTEK İç Birim | Yüksek Kapasite / Free Cooling İç Ünite | Free Colling
185 | Ref_2 | 52070APN | PROTEK FREE COOLING FAN BOX 190 Watt | Fan | Yüksek Kapasite / Free Cooling Fan | Free Colling
185 | Ref_3 | 52070API | PROTEK FREE COOLING MONTAJ KITI 55 Watt | Montaj Kiti | Düşük Kapasite / Free Cooling Montaj Kiti | Free Colling
185 | Ref_3 | 52070APL | PROTEK FREE COOLING MONTAJ KITI 190 Watt | Montaj Kiti | Yüksek Kapasite / Free Cooling Sensör Takımı | Free Colling
185 | Ref_4 | 52070APH | PROTEK FREE COOLING YARDIMCI EKIPMANLAR 55 Watt | Yardımcı Ekipman | Düşük Kapasite / Free Cooling Yardımcı Ekipman | Free Colling
185 | Ref_4 | 52070APK | PROTEK FREE COOLING YARDIMCI EKIPMANLAR 190 Watt | Yardımcı Ekipman | Yüksek Kapasite / Free Cooling Yardımcı Ekipan | Free Colling
185 | Ref_5 | 52090AIR | Saha Sicaklik Alarm Termostati, Protek, Ethernet Opsiyonlu | Sensör | Isı Sensörü | Free Colling
185 | Ref_5 | 52090AIR_X | Saha Sicaklik Alarm Termostati, Protek, Ethernet Opsiyonlu | Sensör | Isı Sensörü | Free Colling
185 | Ref_6 | 52070ADR | Torba Filtre (Free Cooling için) | Filtre | Kapı Filitresi | Free Colling
185 | Ref_6 | 52070APJ | PROTEK FREE COOLING TORBA FILTRE 55 Watt | Filtre | Düşük Kapasite / Free Cooling Filitre | Free Colling
185 | Ref_6 | 52070APM | PROTEK FREE COOLING TORBA FILTRE 190 Watt | Filtre | Yüksek Kapasite / Free Cooling Filitre | Free Colling
186 | Ref_1 | 640017634 | #N/A | SIGMA İç Ünite | #N/A | Klima
186 | Ref_1 | 6.4001.7634 | KLIMA SIGMA IC UNITE SGM48INVSMA SALON TIPI 42000 BTU | SIGMA İç Ünite | Klima Salon Tipi İç | Klima
186 | Ref_2 | 640017635 | #N/A | Dış Ünite | #N/A | Klima
186 | Ref_2 | 6.4001.7635 | KLIMA SIGMA DIS UNITE SGM48INVSMA SALON TIPI 42000 BTU | Dış Ünite | Klima Salon Tipi Dış | Klima
187 | Ref_1 | 52060ACZ | Free Cooling Unit | BARAN_EPM İç Birim | Free Cooling İç Ünite | Free Colling
187 | Ref_1 | 52060ADI | FCS3 Free Cooling Unit | BARAN_EPM İç Birim | FCS3 Free Cooling İç Ünite | Free Colling
187 | Ref_1 | 52060ADY | CIFT KLIMALI BARAN FREE COOLING UNIT | BARAN_EPM İç Birim | CIFT KLIMALI BARAN FREE COOLING UNIT | Free Colling
187 | Ref_1 | 52070AAN | Free Cooling. | BARAN_EPM İç Birim | Free Cooling İç Ünite | Free Colling
187 | Ref_1 | 52070AOB | FCS04 Baran Free Cooling Unit | BARAN_EPM İç Birim | Düşük Kapasite / Free Cooling İç Ünite | Free Colling
187 | Ref_2 | 52060ADA | Free Cooling Fan 24V | Fan | Free Cooling Fan | Free Colling
187 | Ref_2 | 52060ADH | Free Cooling Fan -48V DC | Fan | Free Cooling Fan | Free Colling
187 | Ref_2 | 52060ADJ | EPM PAPST Free Cooling Fan -48V DC | Fan | Düşük Kapasite / Free Cooling Fan | Free Colling
187 | Ref_2 | 52060ADK | EPM PAPST Free Cooling Fan 24V DC | Fan | Free Cooling Fan | Free Colling
187 | Ref_2 | 52070AOF | BARAN FCS 04 FREE COOLING FAN BOX 190 Watt | Fan | BARAN FCS 04 Free Cooling Fan | Free Colling
187 | Ref_3 | 52060ADZ | ÇIFT KLIMALI BARAN FREE COOLING UNIT MONTAJ KITI. | Montaj Kiti | ÇIFT KLIMALI BARAN FREE COOLING UNIT MONTAJ KITI | Free Colling
187 | Ref_3 | 52070AFR | BARAN FREE COOLING MONTAJ KITI | Montaj Kiti | BARAN Free Cooling Sensör Takımı | Free Colling
187 | Ref_3 | 52070AOD | BARAN FCS 04 FREE COOLING MONTAJ KITI 55 Watt | Montaj Kiti | Düşük Kapasite / Free Cooling Montaj Kiti | Free Colling
187 | Ref_3 | 52070AOG | BARAN FCS 04 FREE COOLING MONTAJ KITI 190 Watt | Montaj Kiti | BARAN FCS 04 Free Cooling Montaj Kiti | Free Colling
187 | Ref_4 | 52070AEO | FREE COOLING YARDIMCI EKIPMANLAR | Yardımcı Ekipman | Düşük Kapasite / Free Cooling Yardımcı Ekipman | Free Colling
187 | Ref_4 | 52070AFO | FREE COOLING KONTAKTORU (BARAN) | Yardımcı Ekipman | BARAN Free Cooling Kontakötr | Free Colling
187 | Ref_4 | 52070AOE | BARAN FCS 04 FREE COOLING YARDIMCI EKIPMANLAR 190 Watt | Yardımcı Ekipman | BARAN FCS 04 Free Cooling Yardımcı Ekipan | Free Colling
187 | Ref_5 | 52020BKF | BARAN FREE COOLING DIS SICAKLIK SENSORU | Sensör | BARAN Free Cooling Dış Sensör | Free Colling
187 | Ref_5 | 52020BKL | BARAN FREE COOLING IC SICAKLIK SENSORU | Sensör | BARAN Free Cooling İç Sensör | Free Colling
187 | Ref_5 | 52090AIR | Saha Sicaklik Alarm Termostati, Protek, Ethernet Opsiyonlu | Sensör | Isı Sensörü | Free Colling
187 | Ref_5 | 52090AIR_X | Saha Sicaklik Alarm Termostati, Protek, Ethernet Opsiyonlu | Sensör | Isı Sensörü | Free Colling
187 | Ref_6 | 52070ADR | Torba Filtre (Free Cooling için) | Filtre | Kapı Filitresi | Free Colling
187 | Ref_6 | 52070AOS | Torba Filtre (Baran FCS 04 Free Cooling 190 Watt) | Filtre | BARAN Free Cooling Filitre | Free Colling
188 | Ref_1 | 52020BGZ | Inbuilding Feeder Marking Set | Feeder Marking | Feeder Marking Set | Alt Yapı
188 | Ref_1 | 52020BHA | 2G Feeder Marking Set | Feeder Marking | Feeder Marking Set | Alt Yapı
188 | Ref_1 | 52020BMP | 4G Feeder Marking Set | Feeder Marking | Feeder Marking Set | Alt Yapı
188 | Ref_1 | 52020BMR | 3G Feeder Marking Set | Feeder Marking | Feeder Marking Set | Alt Yapı
188 | Ref_1 | 52020EXT | Extra Sektor Feeder Marking Set | Feeder Marking | Feeder Marking Set | Alt Yapı
188 | Ref_1 | NTM 201 207/1 | Feeder Marking Sector | Feeder Marking | Feeder Marking Set | Alt Yapı
188 | Ref_2 | 2237428 | DBS antenna feeder installation auxiliary kit, per sector | Çamur Bant | Çamur & İzole Bant | Alt Yapı
188 | Ref_2 | 02237428 | DBS antenna feeder installation auxiliary kit, per sector | Çamur Bant | Çamur & İzole Bant | Alt Yapı
188 | Ref_2 | 52020BDU | SELF BONDING ELECTRICAL TAPE SCOTCH 23 19 mm X 9.15 m | Çamur Bant | Çamur Bant | Alt Yapı
188 | Ref_2 | 52020BDV | VINYL ELECTRICAL TAPE SCOTCH 33+ 19 mm X 20 m | Çamur Bant | İzole Bant | Alt Yapı
188 | Ref_2 | NTM 201 2426 | Sealing Set | Çamur Bant | Çamur Bant | Alt Yapı
188 | Ref_3 | 4023275 | Cable Assembly | Kablo Bağı | Kablo Bağı | Alt Yapı
188 | Ref_3 | 04023275 | Cable Assembly | Kablo Bağı | Kablo Bağı | Alt Yapı
188 | Ref_3 | REL0320 | 2.5 x 100 MM KABLO BAGI | Kablo Bağı | Kablo Bağı | Alt Yapı
188 | Ref_3 | REL0321 | 2.5 x 150 MM KABLO BAGI | Kablo Bağı | Kablo Bağı | Alt Yapı
188 | Ref_3 | REL0322 | 3.6 x 150 MM KABLO BAGI | Kablo Bağı | Kablo Bağı | Alt Yapı
188 | Ref_3 | SET 145 095/457 | Tie Strap W9.5mm, L457mm | Kablo Bağı | Çelik Kablo Bağı | Alt Yapı
188 | Ref_4 | 51120AAT | DDF ve Sigorta Paneli (2xDDF+4xSigorta) | DDF ve Sigorta Paneli 2xDDF+4xSigorta | DDF 20U Çatı Eski Sigorta Paneli | Alt Yapı
189 | Ref_1 | HUAWEI_FCS | Huawei Marka Free Cooling Unitesi | Huawei Marka Free Cooling Unitesi | Free Cooling İç Ünite | Klima
190 | Ref_1 | SYM1415 | SSU2000 Main shelf, 19" | SSU 2000 Main Unit | Senkronizasyon - SSU2000 | Diğer
190 | Ref_2 | SYM1416 | SSU2000 Expansion Shelf, 19" | Ext Shelf | Senkronizasyon - SSU2000 Expansion Shelf | Diğer
190 | Ref_3 | 990-13180-070 | TP2700 GNSS (GPS/GLONASS) ANTENNA KIT 70 M | Anten Kiti | GPS Anten | Diğer
190 | Ref_3 | 990-13180-150 | TP2700 GNSS (GPS/GLONASS) ANTENNA KIT 150 M | Anten Kiti | Senkronizasyon - TP2700 Anten - 150M | Diğer
190 | Ref_4 | SYM1355 | Buffer Module | Buffer | Senkronizasyon - SSU2000 | Diğer
190 | Ref_5 | 121-20621-10-2 | Ethernet SFP mod sngl-mode optl | SFP | GPS SFP Optik | Diğer
190 | Ref_6 | 090-50201-112 | TP2700 Grandmaster DC GNSS Rubidium 8 Clients | Unite | GPS Ünite | Diğer
191 | Ref_1 | 53100AAA | BTS Kimlik Klasörü | BTS Klasor | BTS Klasörü | Alt Yapı
191 | Ref_2 | 52070AJM | İSG uyarı levhası | ISG Uyarı | ISG Levha (Mavi) | Alt Yapı
191 | Ref_3 | 52070AJK | Yetkisiz erişim uyarı levhası | Yetkisiz | ISG Levha ( Kırmızı) | Alt Yapı
191 | Ref_4 | 52070AJL | Acil durum bildirim levhası | Acil | ISG Levha (Yeşil) | Alt Yapı
191 | Ref_5 | 52070AJN | Yüksek gerilim uyarı levhası | Yüksek Gerilim * 2 | ISG Levha (Sarı) | Alt Yapı
192 | Ref_1 | 52080AFA | 3M ÇATI UZERI (3 YÖNLÜ) POLE | 3m | 1- 3m | Pol
192 | Ref_4 | 52080AFH | 8M ÇATI ARASI (3 YÖNLÜ) POLE | 8m | 4- 8m | Pol
193 | Ref_1 | 52080ABA | PRT DIREK 3 METRE (CATI USTU ICIN) | 8m | 1- 3m | Pol
193 | Ref_1 | 52080ABE | NPRT DIREK 3 METRE (KONTEYNER USTU ICIN 2x2 SASE) | 3m | 1- 3m | Pol
193 | Ref_1 | 52080ABG | NPRT DIREK 3 METRE (KONTEYNER USTU ICIN 3x2 SASE) | 3m | 1- 3m | Pol
193 | Ref_1 | 52080ACI | PRT DIREK 3 METRE (CATI USTU ICIN) YENI | 8m | 1- 3m | Pol
193 | Ref_1 | 52080ADH | 3M CATI UZERI POLE | 8m | 1- 3m | Pol
193 | Ref_2 | 52080ABB | PRT DIREK 4,3 METRE (CATI USTU ICIN) + GUVENLIK HALATI ve BAGLANTI KOLLARI | 8m | 2- 4.3m | Pol
193 | Ref_2 | 52080ACK | PRT DIREK 4,3 METRE (CATI USTU ICIN) + GUVENLIK HALATI ve BAGLANTI KOLLARI (YENI) | 8m | 2- 4.3m | Pol
193 | Ref_2 | 52080ADG | 4.5M CATI UZERI POLE | 8m | 2- 4.5m | Pol
193 | Ref_3 | 52080AAY | GALVANIZLI DIREK 6 METRE (KONTEYNER KENARI ENERJI BAGLANTISI ICIN) | 8m | 3- 6m | Pol
193 | Ref_3 | 52080ABC | PRT DIREK 6 METRE (CATI USTU ICIN) + GUVENLIK HALATI ve BAGLANTI KOLLARI | 8m | 3- 6m | Pol
193 | Ref_3 | 52080ABF | NPRT DIREK 6 METRE (KONTEYNER USTU ICIN 2x2 SASE) + GUVENLIK HALATI ve BAGLANTI KOLLARI | 6m | 3- 6m | Pol
193 | Ref_3 | 52080ABH | NPRT DIREK 6 METRE (KONTEYNER USTU ICIN 3x2 SASE) + GUVENLIK HALATI ve BAGLANTI KOLLARI | 6m | 3- 6m | Pol
193 | Ref_3 | 52080ACL | PRT DIREK 6 METRE (CATI USTU ICIN) + GUVENLIK HALATI ve BAGLANTI KOLLARI (YENI) | 8m | 3- 6m | Pol
193 | Ref_3 | 52080ACO | NPRT DIREK 6 METRE (KONTEYNER USTU ICIN 2x2 SASE) + GUVENLIK HALATI ve BAGLANTI KOLLARI(YENI) | 6m | 3- 6m | Pol
193 | Ref_3 | 52080ADF | 6M CATI UZERI POLE | 8m | 3- 6m | Pol
193 | Ref_4 | 52080AAZ | GALVANIZLI DIREK 8 METRE (KONTEYNER KENARI ENERJI BAGLANTISI ICIN) | 8m | 4- 8m | Pol
193 | Ref_4 | 52080ABD | PRT DIREK 8 METRE (CATI USTU ICIN) + GUVENLIK HALATI ve BAGLANTI KOLLARI | 8m | 4- 8m | Pol
193 | Ref_4 | 52080ACM | PRT DIREK 8 METRE (CATI USTU ICIN) + GUVENLIK HALATI ve BAGLANTI KOLLARI(YENI) | 8m | 4- 8m | Pol
193 | Ref_4 | 52080ADE | 8M CATI UZERI POLE | 8m | 4- 8m | Pol
196 | Ref_01 | 51120AAS | 20U Transmisyon Kabineti (Turkcell Tipi) | TN Cati | TN RACK 20U | Alt Yapı
196 | Ref_01 | 51120AAU | 20U Transmisyon Kabineti (DDF ve Sigorta Paneli uzerinde takılı) | TN Cati | TN RACK 20U | Alt Yapı
196 | Ref_01 | 51120ABD | TAN Rack 19" 42U 60 x 80 cm | TN Cati | TN Rack 42U | Alt Yapı
196 | Ref_01 | 51130AHO | 42U Transmisyon Kabineti | TN Cati | TN RACK 42U | Alt Yapı
196 | Ref_01 | 51130AIL | 35U Turkcell tipi Transmisyon Çatısı | TN Cati | TN RACK 35U | Alt Yapı
196 | Ref_01 | SRV42U | 42U 600x1000mm. Server Kabin, ESTAP | TN Cati | TN Rack 42U | Alt Yapı
196 | Ref_01 | ZZZ 1016908 | Transmisyon Kabineti 35 U (kapalı tip) (51130AIL ile isteyin) | TN Cati | TN RACK 35U | Alt Yapı
196 | Ref_01 | ZZZ 1016911 | Transmisyon Kabineti 42 U (kapalı tip) | TN Cati | TN RACK 42U | Alt Yapı
196 | Ref_01 | ZZZ 101692 | 42U Turkcell tipi transmisyon çatısı (51130AHO) | TN Cati | TN Rack 42U | Alt Yapı
196 | Ref_1 | 52070AFS | Multilock Interactive+ Barel | Barel | Barel-Multilock | Alt Yapı
196 | Ref_1 | 52070AFT | Multilock Interactive+ Anahtar | Barel | Anahtar-Multilock | Alt Yapı
196 | Ref_1 | 52070ALT | KIRANEL Barel (TRAKYA-1) | Barel | Barel-Kıranel | Alt Yapı
196 | Ref_1 | 52070AML | KIRANEL Anahtar (TRAKYA-1) | Barel | Anahtar-Kıranel | Alt Yapı
196 | Ref_2 | 52020BJK | ROXTEC Cable Seal - Multi Dimension | Roxtec | Rostex | Alt Yapı
196 | Ref_2 | NTM 201 3216 | Roxtec Cable Glands RBS2000 (NTM 201 217/2) | Roxtec | Rostex | Alt Yapı
196 | Ref_3 | 3100KAMPS | Kapı Sensor Takımı | Kası Sensör | Kapı Sensörü | Alt Yapı
196 | Ref_3 | KAPI SENSORU | Kapı Sensörü | Kası Sensör | Kapı Sensörü | Alt Yapı
196 | Ref_4 | 52020BGO | KAPI ALARMI YAKALAMA MODULU | Alarm Yakalama Mod | Kapı Alarmı Yakalama Modülü | Alt Yapı
196 | Ref_5 | 52080ABN | C RAY (2x1,95; 2x0,95) | C-Ray | C-Ray | Alt Yapı
196 | Ref_5 | 52080ABU | C RAY TAKIMI 2X2 | C-Ray | C-Ray | Alt Yapı
196 | Ref_5 | 52080ABV | C RAY TAKIMI 3X2 | C-Ray | C-Ray | Alt Yapı
197 | Ref_1 | RPM 777 193/00160 | CABLE WITH CONNECTOR/DC POWER CABLE | DUW Power Kablo | Duw Power Kablo | RBS
197 | Ref_1 | RPM 777 193/00200 | 6102 PDU CONNECTOR | DUW Power Kablo | Duw Power Kablo | RBS
197 | Ref_1 | RPM 777 193/00315 | CABLE WITH CONNECTOR/DC POWER CABLE (PDU CABLE) | DUW Power Kablo | Duw Power Kablo | RBS
197 | Ref_1 | RPM 777 193/01000 | CABLE WITH CONNECTOR/DC POWER CABLE | DUW Power Kablo | Duw Power Kablo | RBS
197 | Ref_1 | RPM 777 193/01100 | CABLE WITH CONNECTOR/DC POWER CABLE | DUW Power Kablo | Duw Power Kablo | RBS
197 | Ref_1 | RPM 777 193/01300 | CABLE WITH CONNECTOR/DC POWER CABLE | DUW Power Kablo | Duw Power Kablo | RBS
197 | Ref_1 | RPM 777 193/01500 | CABLE WITH CONNECTOR/DC POWER CABLE | DUW Power Kablo | Duw Power Kablo | RBS
197 | Ref_2 | RPM 777 01/00180 | Primary DU EC ? Primary EC A | DUW Data Kablo | Duw Data Cable 180 | RBS
197 | Ref_2 | RPM 777 01/00250 | CABLE WITH CONNECTOR/SIGNAL CABLE (SHU bw SCU CABLE) | DUW Data Kablo | Duw Data Cable 250 | RBS
197 | Ref_2 | RPM 777 01/00300 | SIGNAL CABLE | DUW Data Kablo | Duw Data Cable 300 | RBS
197 | Ref_2 | RPM 777 01/00550 | BKG 901 18/2 SHU İLE BMG 980 336/4 PDU 02 01 ARASI KABLO | DUW Data Kablo | Duw Data Cable 550 | RBS
197 | Ref_2 | RPM 777 01/00750 | CABLE WITH CONNECTOR/SIGNAL CABLE | DUW Data Kablo | Duw Data Cable 750 | RBS
197 | Ref_2 | RPM 777 01/01000 | Primary DU AUX ? Secondary EC A | DUW Data Kablo | Duw Data Cable 1000 | RBS
197 | Ref_2 | RPM 777 01/01200 | CABLE WITH CONNECTOR/SIGNAL CABLE | DUW Data Kablo | Duw Data Cable 1200 | RBS
197 | Ref_2 | RPM 777 01/01500 | CABLE WITH CONNECTOR/SIGNAL CABLE | DUW Data Kablo | Duw Data Cable 1500 | RBS
197 | Ref_2 | RPM 777 01/01600 | CABLE WITH CONNECTOR/SIGNAL CABLE (DUG bw SCU CABLE) | DUW Data Kablo | Duw Data Cable 1600 | RBS
197 | Ref_2 | RPM 777 01/02000 | CABLE WITH CONNECTOR/SIGNAL CABLE | DUW Data Kablo | Duw Data Cable 2000 | RBS
197 | Ref_2 | RPM 777 01/02200 | BKG 901 18/2 SHU İLE KDU 137 569/1 DUG 20 01 ARASI ETHERNET KABLO | DUW Data Kablo | Duw Data Cable 2200 | RBS
197 | Ref_2 | RPM 777 143/00250 | SIGNAL CABLE | DUW Data Kablo | SAU DF kablo | RBS
197 | Ref_3 | KDU 137 569/1 | PROCESSOR UNIT DUG 20 | DUG | DUG | RBS
197 | Ref_4 | KDU 127 161/2 | DUW 20 01; Digital Unit | DUW | DUW | RBS
197 | Ref_4 | KDU 127 161/3 | DUW 30 Digital Unit | DUW | DUW | RBS
197 | Ref_4 | KDU 127 174/3 | DUW 31 | DUW | DUW | RBS
197 | Ref_4 | KDU 127 174/4 | DUW41 | DUW | DUW | RBS
197 | Ref_5 | KDU 137 925/31 | PROCESSOR UNIT/Baseband 5216; Digital Un- | BB | Baseband | RBS
197 | Ref_5 | KDU 137 925/41 | PROCESSOR UNIT/Baseband 5212; Digital Un | BB | Baseband | RBS
197 | Ref_5 | KDU 137 949/1 | PROCESSOR UNIT/Baseband R503; Auxiliary | BB | Baseband | RBS
197 | Ref_6 | KRC 118 62/1 | TRANSCEIVER RUS 01 (900 MHz) | RUS | MHz_B8_900_RUS 01 | RBS
197 | Ref_6 | KRC 118 62/2 | TRANSCEIVER RUS 01 (900 MHz) | RUS | MHz_B8_900_RUS 01 | RBS
197 | Ref_6 | KRC 118 75/1 | TRANSCEIVER/RUS 01 B1;Radio Unit (2100 MHz) | RUS | MHz_B1_2100_RUS 01 | RBS
197 | Ref_6 | KRC 161 260/1 | RUS-02 900 MHz | RUS | MHz 900_RUS X2 | RBS
197 | Ref_6 | KRC 161 296/1 | TRANSCEIVER/RUS 02 B1;Radio Unit | RUS | MHz_B1_2100_RUS 02 | RBS
198 | Ref_1 | 02311TVV | RRU5309 for LTE 800M (2*60W) | RRU | MHz_B20_800_RRU X2 | RRU
198 | Ref_1 | KRC 118 047/1 | RRUS 61 B38 | RRU | MHz_B38_RRUS | RRU
198 | Ref_1 | KRC 118 42/2 | RRUW;01 B1 Radio Unit RBS 3418 | RRU | MHz_B1_2100_O2X Connectör Yok | RRU
198 | Ref_1 | KRC 118 42/3 | RRUW - 01 B1 Radio Unit RBS 3418 | RRU | MHz_B1_2100_O2X Connectör Yok | RRU
198 | Ref_1 | KRC 118 71/2 | TRANSCEIVER/RRUS 01 B8;Radio Unit (900 MHz) | RRU | MHz_B8_900_O2X | RRU
198 | Ref_1 | KRC 118 76/1 | TRANSCEIVER/RRUS 01 B1;Radio Unit (2100 MHz) | RRU | MHz_B1_2100_O2X | RRU
198 | Ref_1 | KRC 118 91/2 | TRANSCEIVER/RRUS 11 B20;Radio Unit- | RRU | MHz_B20_800_O2X | RRU
198 | Ref_1 | KRC 161 262/2 | RRUS-12 900 MHz | RRU | MHz_B8_900_O2X | RRU
198 | Ref_1 | KRC 161 297/2 | RRUS-12 2100 MHz | RRU | MHz_B1_2100_O2X | RRU
198 | Ref_1 | KRC 161 412/1 | TRANSCEIVER/RRUS 32 B7;Radio Unit- | RRU | MHz_B7_2600_O4X | RRU
198 | Ref_1 | KRC 161 413/1 | TRANSCEIVER/RRUS 32 B3;Radio Unit- | RRU | MHz_B3_1800_O4X | RRU
198 | Ref_1 | KRC 161 668/1 | Radio 2488 B3;Radio Unit, 1800 MHz | RRU | MHz_B3_1800_Aır | RRU
198 | Ref_1 | KRC 161 672/1 | Radio 2488 B1;Radio Unit, 2100 MHz | RRU | MHz_B1_2100_Aır | RRU
198 | Ref_1 | KRD 901 048/4 | AIR 2488 B3A B1A B7P - Anten | RRU | MHz_B1_B3 2100_1800_Air | RRU
198 | Ref_2 | 52090AAA | Anten Sistemleri Baglanti Aparati | RRU Pol Bracket RRU x 1 | RRU Bağlama Aparatı For 2G 3G | RRU
198 | Ref_2 | NTM 202 20/1 | MOUNTING SET/MECHANIC FOR MAST (Ericsson RRU'lar icin) | RRU Pol Bracket RRU x 1 | RRU Bağlama Aparatı For 2G 3G | RRU
198 | Ref_2 | SXK 125 0245/1 | MOUNTING KIT (MK mast brackets short) | RRU Pol Bracket RRU x 1 | RRU Bağlama Aparatı For 2G 3G | RRU
198 | Ref_2 | SXK 125 0461/2 | ASSEMBLED PARTS (RRUS montaj aparatı) | RRU Pol Bracket RRU x 1 | RRU Bağlama Aparatı For 2G 3G | RRU
198 | Ref_3 | 52090ABA | RRU Bağlantı Aparatı ENK | RRU Pol Bracket RRU x 2 | RRU Bağlama Aparatı For 2G 3G | RRU
199 | Ref_1 | 02311PFF | RRU5301 for LTE 2600MHz (4*40W) | LTE RRU | MHz_B7_2600_N4X | RRU
199 | Ref_1 | 02311QMD | RRU5901 for LTE 1800MHz (4*40W) | LTE RRU | MHz_B3_1800_N4X | RRU
199 | Ref_1 | KRC 161 428/1 | Radio 2217 B7;Radio Unit | LTE RRU | MHz_B7_2600_NI2X | RRU
199 | Ref_1 | KRC 161 495/1 | Radio 4415 B7 (2600MHz) | LTE RRU | MHz_B7_2600_N4X | RRU
199 | Ref_1 | KRC 161 506/1 | Radio 2203 B7 | LTE RRU | Diğer | RRU
199 | Ref_1 | KRC 161 549/1 | Radio 2217 B20;Radio Unit | LTE RRU | MHz_B20_800_N2X | RRU
199 | Ref_1 | KRC 161 619/1 | Radio 2219 B3 | LTE RRU | MHz_B3_1800_NI2X | RRU
199 | Ref_1 | KRC 161 622/1 | Radio 2219 B1 | LTE RRU | MHz_B1_2100_N2X (4XSFP) | RRU
199 | Ref_1 | KRC 161 637/1 | Radio 4415 B3 (1800MHz) | LTE RRU | MHz_B3_1800_N4X | RRU
199 | Ref_1 | KRC 161 670/1 | Radio 2219 B8 | LTE RRU | MHz_B8_900_N2X | RRU
199 | Ref_1 | KRC 161 777/1 | TRANSCEIVER/Radio 4480 44B1 44B3 C;Radio | LTE RRU | MHz_B1_B3_RRU | RRU
199 | Ref_2 | SEF 901 304/1 | Rail bracket | Rail Bracker | RRU Bağlama Aparatı For 4G / Rail Bracke | RRU
199 | Ref_3 | SXK 125 2540/1 | Pole bracket | Pol Bracket | RRU Bağlama Aparatı For 4G / Pole Bracket | RRU
199 | Ref_4 | SEF 901 305/0180 | Rail 180mm | Rail-180 | RRU Bağlama Aparatı For 4G / Rail | RRU
199 | Ref_5 | SEF 901 305/0300 | Rail 300mm | Rail-300 | RRU Bağlama Aparatı For 4G / Rail | RRU
199 | Ref_6 | SEF 901 305/0450 | Rail 450mm | Rail-450 | RRU Bağlama Aparatı For 4G / Rail | RRU
200 | Ref_1 | 52100AHT | DIREK UZERI DAGITIM PANOSU | AC Pano | AC Pano | Alt Yapı
200 | Ref_2 | 52090AAF | 5 KVA R OTOMATIK KOMPANZASYON CIHAZI | Konpanzasyon | Kompanzasyon Cihazı | Alt Yapı
200 | Ref_3 | 52090ABJ | Bir Sayaçlı Pano. | Sayaçlı Pano | Sayaç Panosu | Alt Yapı
200 | Ref_3 | 52090ABM | Sayaçlı Pano | Sayaçlı Pano | Sayaç Panosu | Alt Yapı
200 | Ref_4 | 52090ADV | SAYAC PANOSU_V2 | Sayaç Panosu | Sayaç Panosu | Alt Yapı
200 | Ref_5 | 52090ACL | DIGITAL ELEKTRONIK SAYAC MAKEL | Sayac | Sayaç | Alt Yapı
200 | Ref_5 | 52090ACR | Elektronik Kombi Sayac (MAKEL 3x20 (100) A) | Sayac | Sayaç | Alt Yapı
200 | Ref_5 | 52090ADE | ELEKTRONIK KOMBI SAYAC KÖHLER (3x10-100A) | Sayac | Sayaç | Alt Yapı
200 | Ref_5 | 52090AEB | AKTIF SAYAC 3x10 (100)A KOHLER AEL.TF.12 | Sayac | Sayaç | Alt Yapı
200 | Ref_5 | 52090AEC | AKTIF SAYAC 3x10 (100)A MAKEL T300.KOY.2211 | Sayac | Sayaç | Alt Yapı
200 | Ref_5 | 52090AEL | ELEKTRONIK KOMBI SAYAC MAKEL KMY2211 3x10 (100)A RS485 | Sayac | ELEKTRONIK KOMBI SAYAC MAKEL KMY2211 3x10 (100)A | Alt Yapı
200 | Ref_5 | 52090AFM | Luna Kombi Sayaç RS485 - Lun4 | Sayac | Sayaç | Alt Yapı
200 | Ref_5 | 52090AFN | Luna Aktif Sayaç RS485 - Luna AG bağlantılı Aktif kWh Lun20 | Sayac | Sayaç | Alt Yapı
200 | Ref_5 | 52090AHB | LUNA AKTIF MONOFAZE SAYAC RS485 Lun10 | Sayac | Sayaç | Alt Yapı
200 | Ref_5 | 52090AHC | KOHLER AKTIF MONOFAZE SAYAC RS485 | Sayac | KOHLER AKTIF MONOFAZE SAYAC RS485 | Alt Yapı
200 | Ref_5 | 52090AHD | MAKEL AKTIF MONOFAZE SAYAC RS485 | Sayac | Sayaç | Alt Yapı
200 | Ref_5 | 52090AHS | ME172, Import Aktif, Direkt Girişli, Cl 1, RS485 | Sayac | Diğer | Alt Yapı
200 | Ref_5 | 52090AHT | MT174, Import Aktif/Reaktif, Direkt Girişli, Cl 1, RS485 | Sayac | Sayaç | Alt Yapı
200 | Ref_6 | 52100AHN | SIGORTA (SIEMENS C 32 A) | Sigorta | Sigorta | Alt Yapı
200 | Ref_6 | 52100AJC | Gewiss Restart KAK 300mA | Sigorta | Kaçak Akım Sigortası | Alt Yapı
201 | Ref_1 | 52100AKE | OSOS İÇİN PLASTİK PANO 30X40 | Pano | OSOS Panosu | Enerji
201 | Ref_2 | 52090AHH | Elektrik Sayacı Optik Okuyucu | Okuyuc | Optik Okuyucu Elektrik Sayaci | Enerji
201 | Ref_3 | 51140ACN | ASSET GPRS MODEM | Modem | OSOS GPRS | Enerji
201 | Ref_4 | 53100AEG | ASSET RS485 ETHERNET ADAPTÖR | Adaptor | OSOS Ethernet Adapörü | Enerji
201 | Ref_5 | 52090ADF | GPRS MODEMLI SAYAC OKUMA MODULU (Microsis) | Okuma Modu | OSOS OKUYUCU | Enerji
202 | Ref_1 | 52090AAL | JENERATOR Çukurova 30 kVA | Jeneratör | Jeneratör | Enerji
202 | Ref_1 | 52090ABY | JENERATOR Çukurova 22 kVA | Jeneratör | Jeneratör | Enerji
202 | Ref_1 | 52090ABZ | JENERATOR Teksan 15 kVA | Jeneratör | Jeneratör | Enerji
202 | Ref_1 | 52090ACA | JENERATOR Aksa 30 KVA | Jeneratör | Jeneratör | Enerji
202 | Ref_1 | 52090ACS | JENERATOR TEKSAN MARIN 8 KW SESSIZ | Jeneratör | Jeneratör | Enerji
202 | Ref_1 | 52090ADH | JENERATOR TRIFAZE 22 KVA OTOMATIK DIZEL | Jeneratör | Jeneratör | Enerji
202 | Ref_1 | 52090AEI | JENERATOR 22 kVA MONOFAZE OTOMATIK DIZEL (AKSA) | Jeneratör | Jeneratör | Enerji
202 | Ref_1 | 52090AEM | JENERATOR MONOFAZE 22 KVA OTOMATIK DIZEL | Jeneratör | Jeneratör | Enerji
202 | Ref_1 | 52090AEO | JENERATOR MONOFAZE 30 kVA OTOMATIK DIZEL | Jeneratör | Jeneratör | Enerji
202 | Ref_1 | 52090AJJ | JENERATOR 10-15 KVA | Jeneratör | Diğer | Enerji
202 | Ref_1 | 52090AZA | Mobil Arac Sessiz Jenerator | Jeneratör | Jeneratör | Enerji
202 | Ref_1 | 52090BBB | #N/A | Jeneratör | #N/A | Enerji
202 | Ref_1 | 52090BPT | JENERATOR 10 KW | Jeneratör | Jeneratör | Enerji
202 | Ref_1 | 52090MAYK | JENERATOR MOBIL ARAC YUKSEK KAPASITE | Jeneratör | Jeneratör | Enerji
202 | Ref_1 | 52090WIFA | JENERATOR WIFI ARACI | Jeneratör | Jeneratör | Enerji
202 | Ref_1 | AAP8000E | #N/A | Jeneratör | #N/A | Enerji
202 | Ref_2 | 52080ACU | Jenerator Kontrol Karti | Kontrol Kartı | Jeneratör External | Enerji
202 | Ref_3 | 51130ALD | Jenerator Kontrol Kartı Haberlesme Modulu-Exagate | Haberleşme Mod | Jeneratör External | Enerji
202 | Ref_4 | 52090AEN | JENERATOR ORTAK KULLANIMI ICIN OTOMATIK TRANSFER PANOSU | Pano | Jeneratör External | Enerji
202 | Ref_4 | JENERATOR ENERJI PANOSU | Enerji Panosu - Jenerator | Pano | Jeneratör External | Enerji
202 | Ref_4 | JENERATOR KUMANDA PANOSU | Kumanda Panosu - Jenerator | Pano | Jeneratör External | Enerji
202 | Ref_5 | 52090AZK15 | Jeneratör Yakit Ölçüm Cihazi 15 cm | Yakıt Ölçer | Jeneratör External | Enerji
202 | Ref_5 | 52090AZK150 | Jeneratör Yakit Ölçüm Cihazi 150 cm | Yakıt Ölçer | Jeneratör External | Enerji
202 | Ref_5 | 52090AZK40 | Jeneratör Yakit Ölçüm Cihazi 40 cm | Yakıt Ölçer | Jeneratör External | Enerji
202 | Ref_5 | 52090AZK50 | Jeneratör Yakit Ölçüm Cihazi 50 cm | Yakıt Ölçer | Jeneratör External | Enerji
202 | Ref_5 | 52090AZK60 | Jeneratör Yakit Ölçüm Cihazi 60 cm | Yakıt Ölçer | Jeneratör External | Enerji
203 | Ref_1 | 25030191 | #N/A | 1x6_16 | #N/A | Alt Yapı
203 | Ref_1 | 25030429 | #N/A | 1x6_16 | #N/A | Alt Yapı
203 | Ref_1 | 52100AHF | RECTIFIER TOPRAKLAMA KABLOSU 1x16 mm2 | 1x6_16 | Toprak_1x16 | Alt Yapı
203 | Ref_1 | RPM 119 1647/1 | EARTHING CABLE/16mm2,BK,1m,with 1 lug | 1x6_16 | Toprak_1x16_RPM | Alt Yapı
203 | Ref_1 | RPM 777 291/02000 | Topraklama Kablosu 16mm2 Siyah | 1x6_16 | Toprak_1x16_RPM | Alt Yapı
203 | Ref_1 | RPM 777 567/01000 | CABLE WITH CONNECTOR/Grounding Cable | 1x6_16 | Toprak | Alt Yapı
203 | Ref_2 | 25030472 | Wire,450/750V,227 IEC 02(RV)25mm^2,blue,With a package exempted from fumigating | 1x25 | Toprak_1x25 | Alt Yapı
203 | Ref_2 | 25030536 | Wire,450/750V,227 IEC 02(RV)25mm^2,yellow green,110A,With a package exempted from fumigating | 1x25 | Toprak_1x25 | Alt Yapı
203 | Ref_2 | 52020BHF | 1x25mm?lik topraklama kablosu(sarı-yeşil) | 1x25 | Toprak_1x25 | Alt Yapı
203 | Ref_3 | 25030419 | Wire,450/750V,60227 IEC 02(RV)35mm^2,yellow and green,135A,With a package exempted from fumigating(per meter) | 1x35 | Toprak_1x35 | Alt Yapı
203 | Ref_3 | 52100AHR | TOPRAKLAMA KABLOSU H07V-K 1x35 mm2 | 1x35 | Toprak_1x35 | Alt Yapı
203 | Ref_4 | 52100ALCU | 1X50 MM2 TOPRAKLAMA KABLOSU (AL+CU) | 1x50 | Toprak_1x50 | Alt Yapı
203 | Ref_4 | TFL 104 510/08 | Topraklama Kablosu 50 mm2 | 1x50 | Toprak_1x50 TFL | Alt Yapı
203 | Ref_5 | 52020BLP | TOPRAKLAMA ILETKENI - GALVANIZ CELIK SERIT 90mm2 | Galvaniz_Q8_10 | Toprak Galvanizli Şerit | Alt Yapı
203 | Ref_5 | 52100AHS | Q8 BAKIR TOPRAKLAMA ILETKENI | Galvaniz_Q8_10 | Toprak Q8 Bakır İletkeni | Alt Yapı
203 | Ref_5 | 52100AJE | Q10 ALUMINYUM TOPRAKLAMA ILETKENI | Galvaniz_Q8_10 | Toprak Alüminyum | Alt Yapı
204 | Ref_1 | 52090AAY | Trafo 25KW | 25kVA Trafo | Trafo Tipi | Enerji
204 | Ref_1 | 52090ACE | Trafo 25 kVA ( 22-31.5 kV) | 25kVA Trafo | Trafo Tipi | Enerji
204 | Ref_1 | 52090ACF | Trafo 25 kVA (22.5-36 kV) | 25kVA Trafo | Trafo Tipi | Enerji
204 | Ref_1 | 52090AFA | TRAFO 25 kVA 15,8 kV | 25kVA Trafo | Trafo Tipi | Enerji
204 | Ref_1 | 52090AFB | TRAFO 25 kVA 33 kV | 25kVA Trafo | Trafo Tipi | Enerji
204 | Ref_2 | 51140ABT | Trafo 50 kVA 16,5 kV | 50kVA Trafo | Trafo Tipi | Enerji
204 | Ref_2 | 52090AAU | Trafo 50kVa 33kV | 50kVA Trafo | Trafo Tipi | Enerji
204 | Ref_2 | 52090AFC | TRAFO 50 kVA 15,8 kV | 50kVA Trafo | Trafo Tipi | Enerji
204 | Ref_2 | 52090KMO | TRAFO 50 kVA (1kV-0,4kV) | 50kVA Trafo | Diğer | Enerji
205 | Ref_1 | 9361 3G RESIDENTIAL AP | 9361 3G Home/Residential AP / 20mW-B1 | Nokia- Alcatel Femto | Femto | Femto
205 | Ref_1 | 9962 DUAL ENTERPRISE AP | 9962-EC / Multi Standard Small Enterprise Cell (SOHO AP) / 2x125mW-B1/B7 | Nokia- Alcatel Femto | Femto | Femto
205 | Ref_1 | AIRDENSITY 480 | INDOOR RELAY- BH B3/B20- ACC. B7 | Nokia- Alcatel Femto | Femto | Femto
205 | Ref_1 | AIRVELOCITY 1200 | VNG12-U07-B02A | Nokia- Alcatel Femto | Femto | Femto
205 | Ref_1 | AIRVELOCITY 600 | VNG06-OM-U07-B02A | Nokia- Alcatel Femto | Femto | Femto
205 | Ref_2 | FMA16301 | Outdoor Femto Access Point | Nec Femto | Femto_Old | Femto
205 | Ref_2 | FP8131T | Residential Femto Access Point | Nec Femto | Femto_Old | Femto
205 | Ref_2 | FPA16241T-01EU | Office Femto Access Point | Nec Femto | Femto_Old | Femto
205 | Ref_2 | ZP-000-05EU | Residential Femto Access Point | Nec Femto | Femto_Old | Femto
207 | Ref_1 | 52020BEA | 1-1/4 feeder Cable Draka NK | 1-1/4 Feeder | Feeder 1-1/4 | Feeder
207 | Ref_2 | 52020BEC | Feeder Clamp Set 2 li 1-1/4 Inch | Connector | Clamp 1-1/4 | Feeder
207 | Ref_3 | NTM 201 219/1 | EARTHING SET INDOOR 7/8 AND 1 1/4 INCH | Clamp | Feeder İç Toprak 7/8 | Feeder
207 | Ref_4 | 52020BED | EARTHING SET FOR 1-1/4 FEEDER OUTDOOR | İç Toprak | Feeder Dış Toprak 1-1/4 | Feeder
208 | Ref_1 | 27010843 | Huawei high gain omni antenna 698 - 960 /2dBi/360° - 1710 - 2700/5dBi/360 | Omni | RF Anten Indoor Omni | RF Anten
208 | Ref_1 | 52030AFY | ANTENNA INDOOR, OMNI, CIRCULAR, 360 deg, 690-6400 Mhz, 5-8,5 dBi - HUBER+SUHNER - SWA 0764/360/6/30/V | Omni | RF Anten Indoor Omni | RF Anten
208 | Ref_1 | 800 10137 | Kathrein Indoor Omni Antenna (D,V,360°,2dBi,ø0.2/0.1m) =K 800 10137 | Omni | RF Anten Indoor Omni | RF Anten
208 | Ref_1 | 800 10249 | VPol Indoor 790?960/1425?3800/5150?6000 360° 2dBi | Omni | RF Anten Indoor Omni | RF Anten
208 | Ref_1 | 800 10748 | Kathrein Indoor Omni Antenna VPol 876-960/1710-2700 2dBi | Omni | RF Anten Indoor Omni | RF Anten
208 | Ref_1 | CM760NJ | ANTENNA INDOOR, OMNI, CIRCULAR, 360 deg, 690-6400 Mhz, 2-7 dBi-Panorama | Omni | RF Anten Indoor Omni | RF Anten
208 | Ref_1 | CMD69273P-30NF | 4G / LTE/ Mulitband MIMO Ceiling Mount Antenna LOW PIM. | Omni | RF Anten Indoor Omni | RF Anten
208 | Ref_1 | CMD69273P-B30NF | 4G / LTE/ Mulitband MIMO Ceiling Mount Antenna LOW PIM. | Omni | RF Anten Indoor Omni | RF Anten
208 | Ref_1 | D28390079 | Omni antenna 2-5 dbi N Female 690-2700 Mhz | Omni | RF Anten Indoor Omni | RF Anten
208 | Ref_1 | HAOA-0709/1827-N-2/5 | Huawei high gain omni antenna 698 - 960 /2dBi/360° - 1710 - 2700/5dBi/360 | Omni | RF Anten Indoor Omni | RF Anten
208 | Ref_1 | HXXD2L2W0305360T0H | #N/A | Omni | #N/A | RF Anten
208 | Ref_1 | ICC-360V03W0-2 | COMBA Omni Indoor Antenna VPol 806-960/1710-2170 2/3dBi (Credit Card Antenna) | Omni | RF Anten Indoor Omni | RF Anten
208 | Ref_1 | J.AN.OS.NF.S2700 | #N/A | Omni | #N/A | RF Anten
208 | Ref_1 | K 737 031 | Antenna Kathrein Indoor 360 Deg 2 dBi | Omni | RF Anten İndoor Omni | RF Anten
208 | Ref_1 | K 737 602 | Antenna Kathrein Indoor | Omni | RF Anten Indoor Omni | RF Anten
208 | Ref_1 | K 741 571 | Kathrein Indoor Omni Antenna 876-960/1710-2170 2dBi Chinese Hat =KRE 101 1878/1 | Omni | RF Anten Indoor Omni | RF Anten
208 | Ref_1 | K 741 572 | Kathrein Indoor Omni Antenna 824-960/1425-2170 2dBi Chinese Hat | Omni | RF Anten Indoor Omni | RF Anten
208 | Ref_1 | K 800 10137 | Kathrein Indoor Omni Antenna (D,V,360°,2dBi,ø0.2/0.1m) =KRE 101 1971/1 | Omni | RF Anten Indoor Omni | RF Anten
208 | Ref_1 | K 800 10147 | Kathrein In/Outdoor Omni Antenna VPol 824-960/1805-2170 2dBi | Omni | RF Anten Indoor Omni | RF Anten
208 | Ref_1 | KRY 901 433/1 | #N/A | Omni | #N/A | RF Anten
208 | Ref_1 | QAN-MO-1F-NF-01 | 4G / LTE/ Mulitband MIMO Ceiling Mount Antenna N type 690-2700 MHz | Omni | RF Anten Indoor Omni | RF Anten
208 | Ref_1 | QAN-SO-1F-NF-01 | Omni antenna 2-5 dbi N Female 690-2700 Mhz | Omni | RF Anten Indoor Omni | RF Anten
208 | Ref_1 | RFW-COCOKNOT EXT. ANTENNA | RFWindow CoCoKnot pico repeater ext. antenna (UMTS,V-pol,7dBi,H:60°/V:50°) | Omni | Repeater Anten | RF Anten
208 | Ref_1 | S-WAVE 8FW-OD-3-B1 | Rosenberger Omni antenna 2-5 dbi N Female 690-2700 Mhz | Omni | RF Anten Indoor Omni | RF Anten
208 | Ref_1 | S-WAVE 8FW-OD-3-B1-TR | Rosenberger Omni antenna 2-5 dbi N Female 690-2700 Mhz | Omni | RF Anten Indoor Omni | RF Anten
208 | Ref_1 | S-WAVE 8FW-OD-6-O1-TR | Rosenberger MIMO omni antenna 690-2700 Mhz N Type Female | Omni | RF Anten Indoor Omni | RF Anten
208 | Ref_2 | 738 446 | Kathrein Special In/Outdoor Bi-Directional Antenna 65° 790-960/1710-2170MHz 5/6.5dBi (N-connector) =K 738 446 | panel | RF Anten İndoor Panel | RF Anten
208 | Ref_2 | 800 10465 | V Pol Directional Indoor Antenna 790-960/1710-2700MHz 90deg 7dBi =K 800 10465 | panel | RF Anten İndoor Panel | RF Anten
208 | Ref_2 | CELLMAX-D-CPUSE | Commscope panel antenna 7 dbi N type female | panel | RF Anten İndoor Panel | RF Anten
208 | Ref_2 | CELLMAX-D-CPUSEI | Commscope Panel Antenna 7 dbi N Type female | panel | RF Anten İndoor Panel | RF Anten
208 | Ref_2 | I-ATP1-698/2700 | RFS panel antenna 7dbi N female | panel | RF Anten İndoor Panel | RF Anten
208 | Ref_2 | IWH-070V10N0 | Comba panel antenna 7dbi N Type Female | panel | RF Anten İndoor Panel | RF Anten
208 | Ref_2 | K 735 264 | Antenna Kathrein Indoor 90 Deg 7 dBi w/o Conn. K 736 624 | panel | RF Anten İndoor Panel | RF Anten
208 | Ref_2 | K 736 624 | Antenna Kathrein Indoor 90 Deg 7 dBi 900 Mhz Single Band (K 738 573) | panel | RF Anten İndoor Panel | RF Anten
208 | Ref_2 | K 738 573 | Kathrein Indoor Antenna VPol Indoor 900/1800 90° 7dBi (K 736 624) | panel | RF Anten İndoor Panel | RF Anten
208 | Ref_2 | K 800 10465 | V Pol Directional Indoor Antenna 790-960/1710-2700MHz 90deg 7dBi =K 800 10248 | panel | RF Anten İndoor Panel | RF Anten
208 | Ref_2 | KRE 101 1924/1 | Kathrein Directional Indoor Antenna VPol 806-960/1710-2500 90° 7dBi (800 10248 ve KRE 101 2000/1) | panel | RF Anten İndoor Panel | RF Anten
208 | Ref_2 | PAS69278P | 4G/LTE wide band dual port Low PIM panel antenna | panel | RF Anten İndoor Panel | RF Anten
208 | Ref_2 | S-WAVE 8FW-65-8D-O1-TR | Rosenberger MIMO panel antenna 690 - 2700 Mhz N Type female | panel | RF Anten İndoor Panel | RF Anten
208 | Ref_2 | S-WAVE 8FW-90-8-B2-TR | Rosenberger Panel antenna 7 dbi N Female 690-2700 Mhz | panel | RF Anten İndoor Panel | RF Anten
208 | Ref_3 | 23030065 | 2-WAY SPLITTER,694-2700MHZ,300W,N-F,IND | 2-Way | Splitter | RF Anten
208 | Ref_3 | 27020196 | Huawei 2 way splitter 700-2700 MHz N Female | 2-Way | Splitter | RF Anten
208 | Ref_3 | 2WAPSINDPD02011201 | 2-WAY SPLITTER,694-2700MHZ,300W,N-F,IND | 2-Way | Splitter | RF Anten
208 | Ref_3 | 2WAPSOUTPD02011202 | 2-WAY SPLITTER,694-2700MHZ,300W,N-F,OUTD | 2-Way | Splitter | RF Anten
208 | Ref_3 | 860 10017 | 2-Way Power Splitter (694-2700MHz, 100Watt, Indoor) | 2-Way | Splitter | RF Anten
208 | Ref_3 | 860 10020 | 2-way-Power Tapper 800-2500MHz, 7.0/1.0dB, Indoor, 100Watt (K 63 23 6061) | 2-Way | Tapper | RF Anten
208 | Ref_3 | 860 10021 | 2-way-Power Tapper 800-2500MHz, 10.4/0.4dB, Indoor, 100Watt (K 63 23 6101) | 2-Way | Tapper | RF Anten
208 | Ref_3 | 860 10022 | 2-way-Power Tapper 800-2500MHz, 15.1/0.1dB, Indoor, 100Watt (K 63 23 6151) | 2-Way | Tapper | RF Anten
208 | Ref_3 | 860 10136 | 2-way-Power Tapper 694-2700MHz, 7.0/1.0dB, Indoor, 100Watt (860 10020) | 2-Way | Tapper | RF Anten
208 | Ref_3 | 860 10137 | 2-way-Power Tapper 694-2700MHz, 10.4/0.4dB, Indoor, 100Watt (860 10021) | 2-Way | Tapper | RF Anten
208 | Ref_3 | 860 10138 | 2-way-Power Tapper 694-2700MHz, 15.1/0.1dB, Indoor, 100Watt (860 10022) | 2-Way | Tapper | RF Anten
208 | Ref_3 | DC-10-7F-NF-01 | rosenberger 2-way-Power Tapper 694-2700MHz, 10.4/0.4dB, Indoor, 100Watt (860 10021) | 2-Way | Tapper | RF Anten
208 | Ref_3 | DC-15-7F-NF-01 | Rosenberger 2-way-Power Tapper 694-2700MHz, 15.1/0.1dB, Indoor, 100Watt | 2-Way | Tapper | RF Anten
208 | Ref_3 | DC-7-7F-NF-01 | Rosenberger 2-way-Power Tapper 694-2700MHz, 7.0/1.0dB, Indoor, 100Watt (860 10020) | 2-Way | Tapper | RF Anten
208 | Ref_3 | HAS0727N300L-02-SN | Huawei 2 way splitter 700-2700 MHz N Female | 2-Way | Splitter | RF Anten
208 | Ref_3 | HCPD-0698-2700-2-200N/NOW | Fiberhome 2-WAY SPLITTER, 698-2700MHz, 300W, N-Female, Indoor-Outdoor | 2-Way | Splitter | RF Anten
208 | Ref_3 | J.S2W.NF.S2700 | JMX 2-WAY SPLITTER, 698-2700MHz, 300W, N-Female, Indoor-Outdoor | 2-Way | Splitter | RF Anten
208 | Ref_3 | K 63 20 627 | 2 Way Power Splitter 1000W (790 - 960 MHz) | 2-Way | Splitter | RF Anten
208 | Ref_3 | K 63 22 621 | 2 Way Power Splitter Indoor Multiband 100W | 2-Way | Splitter | RF Anten
208 | Ref_3 | K 63 23 6061 | 2 Way Tapper 7.0/1.0 dB Indoor 100W (KRF 102 247/1) | 2-Way | Tapper | RF Anten
208 | Ref_3 | K 63 23 6101 | 2 Way Tapper 10.4/0.4 dB Indoor 100W | 2-Way | Tapper | RF Anten
208 | Ref_3 | K 63 23 6151 | 2 Way Tapper 15.1/0.1dB Indoor 100W | 2-Way | Tapper | RF Anten
208 | Ref_3 | K 737 303 | 2 Way Power Splitter In/Outdoor 800-2200MHz 200W N-female | 2-Way | Splitter | RF Anten
208 | Ref_3 | K 737 304 | 2 Way Power Splitter In/Outdoor 800-2200MHz 700W 7/16-female (KRF 102 208/2) | 2-Way | Splitter | RF Anten
208 | Ref_3 | K 860 100 17 | 2-Way Power Splitter (694-2700MHz, 100Watt, Indoor) | 2-Way | Splitter | RF Anten
208 | Ref_3 | K 860 10017 | 2-Way Power Splitter (694-2700MHz, 100Watt, Indoor) | 2-Way | Splitter | RF Anten
208 | Ref_3 | KRF 102 208/2 | 2 Way Power Splitter Indoor-Outdoor Multiband 200W | 2-Way | Splitter | RF Anten
208 | Ref_3 | KRF 102 246/2 | 2-Way Power Splitter (694-2500MHz, 100Watt, Indoor) (K 860 10017) | 2-Way | Splitter | RF Anten
208 | Ref_3 | KRF 102 247/1 | 2-way-Power Tapper 800-2500MHz, 7.0/1.0dB, Indoor, 100Watt (860 10020) | 2-Way | Tapper | RF Anten
208 | Ref_3 | KRF 102 247/2 | 2-way-Power Tapper 800-2500MHz, 10.4/0.4dB, Indoor, 100Watt (860 10021) | 2-Way | Tapper | RF Anten
208 | Ref_3 | KRF 102 247/3 | 2-way-Power Tapper 800-2500MHz, 15.1/0.1dB, Indoor, 100Watt (860 10022) | 2-Way | Tapper | RF Anten
208 | Ref_3 | QS-2W-1F-NF-00 | 2-WAY SPLITTER,694-2700MHZ,300W,N-F,IND | 2-Way | Splitter | RF Anten
208 | Ref_3 | QS-2W-2F-MDF-00 | 2-WAY SPLITTER,694-5000MHZ,300W,4.3-10-F,IND | 2-Way | Splitter | RF Anten
208 | Ref_3 | R-SP02DB | RFTIME 2-way Power Splitter, -3.3dB, 698~2700MHz, DIN-Female, Outdoor 700W | 2-Way | Splitter | RF Anten
208 | Ref_3 | R-SP02NA | RFTIME 2-way Power Splitter, -3.3dB, 698~2700MHz, N-Female, Outdoor 200W | 2-Way | Splitter | RF Anten
208 | Ref_3 | TAP-7DB-100-NF | 2-way tapper 7:1 db (200W) 800-2700 MHz | 2-Way | Tapper | RF Anten
208 | Ref_4 | 23030066 | 3-WAY SPLITTER,694-2700MHZ,300W,N-F,IND | 3-Way | Splitter | RF Anten
208 | Ref_4 | 27020197 | Huawei 3-Way Power Splitter 700-2700MHz, N female | 3-Way | Splitter | RF Anten
208 | Ref_4 | 3WAPSINDPD02011301 | 3-WAY SPLITTER,694-2700MHZ,300W,N-F,IND | 3-Way | Splitter | RF Anten
208 | Ref_4 | 860 10018 | 3-Way Power Splitter (694-2700MHz, 100Watt, Indoor) (KRF 102 246/3) | 3-Way | Splitter | RF Anten
208 | Ref_4 | HAS0727N300-03 | huawei 3 way splitter outdoor type N female | 3-Way | Splitter | RF Anten
208 | Ref_4 | HAS0727N300L-03-SN | Huawei 3 way splitter 790-2700 Mhz N type Female | 3-Way | Splitter | RF Anten
208 | Ref_4 | HCPD-0698-2700-3-200N/NOW | #N/A | 3-Way | #N/A | RF Anten
208 | Ref_4 | K 63 20 637 | 3 Way Power Splitter 1000W (790 - 960 MHz) | 3-Way | Splitter | RF Anten
208 | Ref_4 | K 63 22 631 | 3 Way Power Splitter Indoor 100W (KRF 102 212/3) | 3-Way | Splitter | RF Anten
208 | Ref_4 | K 737 306 | 3 Way Power Splitter In/Outdoor 800-2200MHz 700W 7/16-female (KRF 102 208/3) | 3-Way | Splitter | RF Anten
208 | Ref_4 | K 860 10018 | 3-Way Power Splitter (694-2700MHz, 100Watt, Indoor) (KRF 102 246/3) | 3-Way | Splitter | RF Anten
208 | Ref_4 | QS-3W-1F-NF-00 | 3-WAY SPLITTER,694-2700MHZ,300W,N-F,IND | 3-Way | Splitter | RF Anten
208 | Ref_4 | QS-3W-2F-MDF-00 | 3-WAY SPLITTER,694-5000MHZ,300W,4.3-10-F,IND | 3-Way | Splitter | RF Anten
208 | Ref_4 | R-SP03DB | RFTIME 3-way Power Splitter, -5.1dB, 698~2700MHz, DIN-Female, Outdoor 700W | 3-Way | Splitter | RF Anten
208 | Ref_4 | R-SP03NA | RFTIME 3-way Power Splitter, -5.1dB, 698~2700MHz, N-Female, Outdoor 200W | 3-Way | Splitter | RF Anten
208 | Ref_5 | 7160638 | #N/A | 4-Way Spliter & Tapper | #N/A | RF Anten
208 | Ref_5 | 7160639 | #N/A | 4-Way Spliter & Tapper | #N/A | RF Anten
208 | Ref_5 | 23030067 | 4-WAY SPLITTER,694-2700MHZ,300W,N-F,IND | 4-Way Spliter & Tapper | Splitter | RF Anten
208 | Ref_5 | 27020198 | Huawei 4-way splitter 700-2700 MHz N Female | 4-Way Spliter & Tapper | Splitter | RF Anten
208 | Ref_5 | 23030067 | 4-WAY SPLITTER,694-2700MHZ,300W,N-F,IND | 4-Way Spliter & Tapper | Splitter | RF Anten
208 | Ref_5 | 27020198 | Huawei 4-way splitter 700-2700 MHz N Female | 4-Way Spliter & Tapper | Splitter | RF Anten
208 | Ref_5 | 4WAPSINDPD02011401 | 4-WAY SPLITTER,694-2700MHZ,300W,N-F,IND | 4-Way Spliter & Tapper | Splitter | RF Anten
208 | Ref_5 | 4WAPSOUTPD02011402 | 4-WAY SPLITTER,694-2700MHZ,300W,N-F,OUTD | 4-Way Spliter & Tapper | Splitter | RF Anten
208 | Ref_5 | 7160638 | Splitter 1HU 2x8-way 806-960 1700-2170 | 4-Way Spliter & Tapper | Splitter | RF Anten
208 | Ref_5 | 7160639 | Splitter 1HU 2x4-way 806-960 1700-2170 | 4-Way Spliter & Tapper | Splitter | RF Anten
208 | Ref_5 | 860 10019 | 4-Way Power Splitter (694-2700MHz, 100Watt, Indoor) (KRF 102 246/4) | 4-Way Spliter & Tapper | Splitter | RF Anten
208 | Ref_5 | HAS0727N300-02 | huawei 2way splitter outdoor Type N female | 4-Way Spliter & Tapper | Splitter | RF Anten
208 | Ref_5 | HAS0727N300-04 | 4 way splitter outdoor type N female | 4-Way Spliter & Tapper | Splitter | RF Anten
208 | Ref_5 | HAS0727N300L-04-SN | Huawei 4 way splitter 690-2700 MHz N type Female | 4-Way Spliter & Tapper | Splitter | RF Anten
208 | Ref_5 | HCPD-0698-2700-4-200N/NOW | #N/A | 4-Way Spliter & Tapper | #N/A | RF Anten
208 | Ref_5 | J.S3W.NF.S2700 | #N/A | 4-Way Spliter & Tapper | #N/A | RF Anten
208 | Ref_5 | J.S4W.NF.S2700 | #N/A | 4-Way Spliter & Tapper | #N/A | RF Anten
208 | Ref_5 | K 63 20 647 | 4 Way Power Splitter 1000W. (790 - 960 MHz) | 4-Way Spliter & Tapper | Splitter | RF Anten
208 | Ref_5 | K 63 22 641 | 4 Way Power Splitter Indoor Multiband 100W (KRF 102 212/4) | 4-Way Spliter & Tapper | Splitter | RF Anten
208 | Ref_5 | K 860 10019 | 4-Way Power Splitter (694-2700MHz, 100Watt, Indoor) (KRF 102 246/4) | 4-Way Spliter & Tapper | Splitter | RF Anten
208 | Ref_5 | QS-4W-1F-NF-00 | 4-WAY SPLITTER,694-2700MHZ,300W,N-F,IND | 4-Way Spliter & Tapper | Splitter | RF Anten
208 | Ref_5 | R-SP04DB | RFTIME 4-way Power Splitter, -6.3dB, 698~2700MHz, DIN-Female, Outdoor 700W | 4-Way Spliter & Tapper | Splitter | RF Anten
208 | Ref_5 | R-SP04NA | RFTIME 4-way Power Splitter, -6.3dB, 698~2700MHz, N-Female, Outdoor 200W | 4-Way Spliter & Tapper | Splitter | RF Anten
208 | Ref_6 | 23020048 | 6DB COUPLER,694-2700MHZ,300W,N-F,OUTD | Couppler | Tapper | RF Anten
208 | Ref_6 | 23020052 | 10DB COUPLER,694-2700MHZ,200W,N-F,OUTD | Couppler | Tapper | RF Anten
208 | Ref_6 | 10DBTAPPERPD030120 | 10DB COUPLER,694-2700MHZ,200W,N-F,OUTD | Couppler | Tapper | RF Anten
208 | Ref_6 | 15DBTAPPERPD030125 | 15DB COUPLER,694-2700MHZ,200W,N-F,OUTD | Couppler | Tapper | RF Anten
208 | Ref_6 | 6DBTAPPERPD030116 | 6DB COUPLER,694-2700MHZ,300W,N-F,OUTD | Couppler | Tapper | RF Anten
208 | Ref_6 | C-10-CPUSE-N-AI10 | 10 db coupler 100W N type female | Couppler | Tapper | RF Anten
208 | Ref_6 | C-30-CPUSE-N | Commscope 30db coupler Ntype Female | Couppler | Coupler | RF Anten
208 | Ref_6 | C-6-CPUSE-N-AI6 | Comscope 6 db coulpler 100W N type Female | Couppler | Tapper | RF Anten
208 | Ref_6 | HAT0727N300L-06-SN | Huawei 6 db coupler 100W N type female | Couppler | Tapper | RF Anten
208 | Ref_6 | HAT0727N300L-10-SN | Huawei 10 db tapper 100 W N type Female 690-2700 MHz | Couppler | Tapper | RF Anten
208 | Ref_6 | HAT0727N300L-15-SN | huawei 698-2700 MHz N Type Female 15 db coupler | Couppler | Tapper | RF Anten
209 | Ref_01 | 52060AEA | Otomatik Dönen Anten sistemi Elektronik bölüm. | Repeater | Otomatik Dönen Anten sistemi Elektronik bölüm. | Repeater
209 | Ref_01 | 52060AEB | Otomatik Dönen Anten sistemi Mekanik bölüm | Repeater | Otomatik Dönen Anten sistemi Mekanik bölüm | Repeater
209 | Ref_01 | 7164929 | DAUDAS-M-9/21 REMOTE UNIT | Repeater | Remote Unit | Repeater
209 | Ref_01 | 756307000 | ANDREW MMC Plus Mini Master Controller | Repeater | Diğer | Repeater
209 | Ref_01 | ANDREW MR301B | Andrew GSM Band Selective Repeater 23 dbm | Repeater | Repeater 2G Kabinet | Repeater
209 | Ref_01 | ANDREW MR301BP | Andrew GSM Band Selective Repeater 33 dbm | Repeater | Repeater 2G Kabinet | Repeater
209 | Ref_01 | ANDREW MR918 | Andrew GSM900 Band Selective Mini Repeater 18dBm | Repeater | Repeater 2G Kabinet | Repeater
209 | Ref_01 | AVITEC CSR 924 | Repeater Channel Selective 4-Channels 230 VAC .Modem included | Repeater | Repeater 2G Kabinet | Repeater
209 | Ref_01 | AVS BSR 933CS | AVS GSM Digitally Adjustable Band Selective Repeater | Repeater | Repeater 2G Kabinet | Repeater
209 | Ref_01 | CEL-FI DUO 21/18 | Nextivity Cel-Fi DUO 2100/1800MHz 3G/LTE Signal Booster Repeater | Repeater | MHz_B1_B3_RRU | Repeater
209 | Ref_01 | CEL-FI RS2 | Nextivity Cel-Fi RS2 3G Signal Booster ,including external antenna | Repeater | Repeater 3G Kabinet | Repeater
209 | Ref_01 | CM-AE2-OA4B | #N/A | Repeater | #N/A | Repeater
209 | Ref_01 | COMBA MBDA 2100MHZ | Comba mBDA Repeater 2100MHz RF Unit | Repeater | Repeater Comba MBDA 2100 | Repeater
209 | Ref_01 | COMBA MBDA DT COMBINER | Comba mBDA Repeater DT Combiner | Repeater | Repeater Comba MBDA MT | Repeater
209 | Ref_01 | COMBA MBDA MT COMBINER | Comba mBDA Repeater MT Combiner | Repeater | Repeater Comba MBDA DT | Repeater
209 | Ref_01 | COMBA MBDA POWER UNIT | Comba mBDA Repeater Power and Monitor Unit | Repeater | Repeater Comba MBDA Power | Repeater
209 | Ref_01 | COMBA MBDA RACK | Comba mBDA Repeater Rack Unit | Repeater | Repeater Comba MBDA Rack | Repeater
209 | Ref_01 | COMBA MP-100 SN-T AC/DC PA | Comba MP-100 SN-T serisi repeaterlar güç adaptörü, 220VAC/12VDC-3A, SN konektör | Repeater | Repeater | Repeater
209 | Ref_01 | COMBA SP AC/DC PA | Comba SP serisi repeaterlar güç adaptörü, 220VAC/6VDC-3A, SP konektör | Repeater | Repeater | Repeater
209 | Ref_01 | COMBA SP2110 | 2100MHZ 3G PICO BAND SELECTIVE ANALOG REPEATER 2ch 17dbm | Repeater | Repeater 2G Kabinet | Repeater
209 | Ref_01 | COMBA SP9120 | COMBA EGSM900 Bandwidth Adjustable Pico Repeater 15 dBm incl. embedded modem | Repeater | Repeater 2G Kabinet | Repeater
209 | Ref_01 | COMBAMP-100 T AC/DC PA | Comba MP-100 T serisi repeaterlar güç adaptörü, 220VAC/12VDC-3A, MP konektör | Repeater | Repeater | Repeater
209 | Ref_01 | LS RPT0900100A | Band Selective Pico Repeater 10 dBm, LS | Repeater | Repeater 2G Kabinet | Repeater
209 | Ref_01 | MBDA0833 | Comba MBDA0833 Medium Power 33db 800 mBDA Outdoor 10MHz 2W Repeater | Repeater | Repeater MBDA 0833 | Repeater
209 | Ref_01 | MBDA2133 | Comba mbda2133 Medium Power 2100 mBDA Outdoor 10 MHz 2W Repeater | Repeater | Repeater MBDA 2133 | Repeater
209 | Ref_01 | MP-100 (SN_T7V) | Comba Low Power 800 (10 MHz)+2100(10 MHz) SN 17 dBm Pico Dual Repeater | Repeater | Repeater 3G Kabinet | Repeater
209 | Ref_01 | MP-100 (SN_T8) | Comba Low Power 800 (10 MHz) SN 17 dBm Pico Repeater | Repeater | Repeater 3G Kabinet | Repeater
209 | Ref_01 | MP-100 (T18 ) | Comba Low Power 1800 (20 MHz) Mpico 20 dBm Pico Repeater | Repeater | Repeater 3G Kabinet | Repeater
209 | Ref_01 | MP-100 (T21) | Comba Low Power 2100 (10 MHz) Mpico 20 dBm Pico Repeater | Repeater | Repeater 3G Kabinet | Repeater
209 | Ref_01 | MP-100 (T52) | Comba Low Power Indoor Tripleband Repeater 900+1800+2100MHz, 17dBm | Repeater | Repeater | Repeater
209 | Ref_01 | MP-100 (T5K) | Comba Low Power Repeater 800+900+2100 MHz 17 dBm Pico Triple Repeater | Repeater | Repeater 3G Kabinet | Repeater
209 | Ref_01 | MP-100 (T7V) | Comba Low Power 800 (10 MHz)+2100(10 MHz) Mpico 20 dBm Dual Pico Repeater | Repeater | Repeater 3G Kabinet | Repeater
209 | Ref_01 | MP-100 (T8) | Comba Low Power 800 (10 MHz) Mpico 20 dBm Pico Repeater | Repeater | Repeater 3G Kabinet | Repeater
209 | Ref_01 | MR2118 | Andrew UMTS Band Selective Mini Repeater 18 dBm incl. ext. modem | Repeater | Repeater 3G Kabinet | Repeater
209 | Ref_01 | MR2118-918 | Andrew UMTS-GSM900 Dual-band Selective Mini Repeater 2x18dBm incl. ext. modem | Repeater | Repeater 23G Kabinet | Repeater
209 | Ref_01 | OUTDOOR 3G ICS REPEATER | RFWindow RHINO ICS?W2143 WCDMA channel selective ICS macro repeater 43 dBm | Repeater | Repeater 3G Kabinet | Repeater
209 | Ref_01 | RD2122 | COMBA, WCDMA Channel Selective 2-Channels Repeater-10W | Repeater | Repeater 3G Kabinet | Repeater
209 | Ref_01 | RD2122E | COMBA, WCDMA Channel Selective 2-Channels Repeater-10W | Repeater | Repeater 3G Kabinet | Repeater
209 | Ref_01 | RD9122 | GSM900 Channel Selective 4-Channels Repeater 37dBm, COMBA | Repeater | Repeater 2G Kabinet | Repeater
209 | Ref_01 | RD9132 | GSM Digitally Adjustable Band Selective Repeater 33dBm, COMBA | Repeater | Repeater 2G Kabinet | Repeater
209 | Ref_01 | RFW-COCOKNOT | RFWindow CoCoKnot WCDMA channel selective ICS pico repeater 13 dBm incl. embedded modem | Repeater | Repeater 3G Kabinet | Repeater
209 | Ref_01 | RFW-RHINO | RFWindow RHINO ICS?W2143 WCDMA channel selective ICS macro repeater 43 dBm | Repeater | Repeater 3G Kabinet | Repeater
209 | Ref_01 | RPT2100100C | WCDMA Pico Repeater LS | Repeater | Repeater 3G Kabinet | Repeater
209 | Ref_01 | RX0823 | Comba RX0823 High Power 800 ICS 10 MHz 20W Macro Repeater | Repeater | Repeater 3G Kabinet | Repeater
209 | Ref_01 | RX1839 | Comba RX1839 High Power 1800 ICS 20 MHz 20W Macro Repeater | Repeater | Repeater 3G Kabinet | Repeater
209 | Ref_01 | RX2123 | COMBA RX2123 Channel Selective 4-Channels UMTS ICS Macro Repeater 43 dBm | Repeater | Repeater 3G Kabinet | Repeater
209 | Ref_01 | RX2123-2CH | COMBA RX2123 Channel Selective 2-Channels UMTS ICS Macro Repeater 43 dBm | Repeater | Repeater 3G Kabinet | Repeater
209 | Ref_01 | RX2123-48V | COMBA RX2123 Channel Selective 4-Channels UMTS ICS Macro Repeater 43 dBm -48Volt | Repeater | Repeater 3G Kabinet | Repeater
209 | Ref_01 | RX2139 | Comba RX2139 High Power 2100 ICS 10 MHz 20W Macro Repeater | Repeater | Repeater 3G Kabinet | Repeater
209 | Ref_01 | RX9123-12CH | COMBA RX9123 Channel Selective 12 Channels GSM900 ICS Macro Repeater 40 dBm | Repeater | Repeater 2G Kabinet | Repeater
209 | Ref_01 | RX9139 | Comba RX9139 High Power 900 ICS 10 MHz 10W Macro Repeater | Repeater | Repeater 23G Kabinet | Repeater
209 | Ref_01 | SH2200 | UMTS Pico Band Selective Repeater, Coiler | Repeater | Repeater 3G Kabinet | Repeater
209 | Ref_01 | TA-E12FD | Comba EGSM900 Twin TMA 880-915/925-960MHz 12dB 7/16 DIN-Female +10..15VDC | Repeater | Diğer | Repeater
209 | Ref_1 | 7164929 | #N/A | Repeater | #N/A | Repeater
209 | Ref_1 | 756307000 | #N/A | Repeater | #N/A | Repeater
209 | Ref_1 | 52060AEA | Otomatik Dönen Anten sistemi Elektronik bölüm. | Repeater | Otomatik Dönen Anten sistemi Elektronik bölüm. | Repeater
209 | Ref_1 | 52060AEB | Otomatik Dönen Anten sistemi Mekanik bölüm | Repeater | Otomatik Dönen Anten sistemi Mekanik bölüm | Repeater
209 | Ref_1 | ANDREW MR301B | Andrew GSM Band Selective Repeater 23 dbm | Repeater | Repeater 2G Kabinet | Repeater
209 | Ref_1 | ANDREW MR301BP | Andrew GSM Band Selective Repeater 33 dbm | Repeater | Repeater 2G Kabinet | Repeater
209 | Ref_1 | ANDREW MR918 | Andrew GSM900 Band Selective Mini Repeater 18dBm | Repeater | Repeater 2G Kabinet | Repeater
209 | Ref_1 | AVITEC CSR 924 | Repeater Channel Selective 4-Channels 230 VAC .Modem included | Repeater | Repeater 2G Kabinet | Repeater
209 | Ref_1 | AVS BSR 933CS | AVS GSM Digitally Adjustable Band Selective Repeater | Repeater | Repeater 2G Kabinet | Repeater
209 | Ref_1 | CEL-FI DUO 21/18 | Nextivity Cel-Fi DUO 2100/1800MHz 3G/LTE Signal Booster Repeater | Repeater | MHz_B1_B3_RRU | Repeater
209 | Ref_1 | CEL-FI RS2 | Nextivity Cel-Fi RS2 3G Signal Booster ,including external antenna | Repeater | Repeater 3G Kabinet | Repeater
209 | Ref_1 | CM-AE2-OA4B | #N/A | Repeater | #N/A | Repeater
209 | Ref_1 | COMBA MBDA 2100MHZ | Comba mBDA Repeater 2100MHz RF Unit | Repeater | Repeater Comba MBDA 2100 | Repeater
209 | Ref_1 | COMBA MBDA DT COMBINER | Comba mBDA Repeater DT Combiner | Repeater | Repeater Comba MBDA MT | Repeater
209 | Ref_1 | COMBA MBDA MT COMBINER | Comba mBDA Repeater MT Combiner | Repeater | Repeater Comba MBDA DT | Repeater
209 | Ref_1 | COMBA MBDA POWER UNIT | Comba mBDA Repeater Power and Monitor Unit | Repeater | Repeater Comba MBDA Power | Repeater
209 | Ref_1 | COMBA MBDA RACK | Comba mBDA Repeater Rack Unit | Repeater | Repeater Comba MBDA Rack | Repeater
209 | Ref_1 | COMBA MP-100 SN-T AC/DC PA | Comba MP-100 SN-T serisi repeaterlar güç adaptörü, 220VAC/12VDC-3A, SN konektör | Repeater | Repeater | Repeater
209 | Ref_1 | COMBA SP AC/DC PA | Comba SP serisi repeaterlar güç adaptörü, 220VAC/6VDC-3A, SP konektör | Repeater | Repeater | Repeater
209 | Ref_1 | COMBA SP2110 | 2100MHZ 3G PICO BAND SELECTIVE ANALOG REPEATER 2ch 17dbm | Repeater | Repeater 2G Kabinet | Repeater
209 | Ref_1 | COMBA SP9120 | COMBA EGSM900 Bandwidth Adjustable Pico Repeater 15 dBm incl. embedded modem | Repeater | Repeater 2G Kabinet | Repeater
209 | Ref_1 | COMBAMP-100 T AC/DC PA | Comba MP-100 T serisi repeaterlar güç adaptörü, 220VAC/12VDC-3A, MP konektör | Repeater | Repeater | Repeater
209 | Ref_1 | LS RPT0900100A | Band Selective Pico Repeater 10 dBm, LS | Repeater | Repeater 2G Kabinet | Repeater
209 | Ref_1 | MBDA0833 | Comba MBDA0833 Medium Power 33db 800 mBDA Outdoor 10MHz 2W Repeater | Repeater | Repeater MBDA 0833 | Repeater
209 | Ref_1 | MBDA2133 | Comba mbda2133 Medium Power 2100 mBDA Outdoor 10 MHz 2W Repeater | Repeater | Repeater MBDA 2133 | Repeater
209 | Ref_1 | MP-100 (SN_T7V) | Comba Low Power 800 (10 MHz)+2100(10 MHz) SN 17 dBm Pico Dual Repeater | Repeater | Repeater 3G Kabinet | Repeater
209 | Ref_1 | MP-100 (SN_T8) | Comba Low Power 800 (10 MHz) SN 17 dBm Pico Repeater | Repeater | Repeater 3G Kabinet | Repeater
209 | Ref_1 | MP-100 (T18 ) | Comba Low Power 1800 (20 MHz) Mpico 20 dBm Pico Repeater | Repeater | Repeater 3G Kabinet | Repeater
209 | Ref_1 | MP-100 (T21) | Comba Low Power 2100 (10 MHz) Mpico 20 dBm Pico Repeater | Repeater | Repeater 3G Kabinet | Repeater
209 | Ref_1 | MP-100 (T52) | Comba Low Power Indoor Tripleband Repeater 900+1800+2100MHz, 17dBm | Repeater | Repeater | Repeater
209 | Ref_1 | MP-100 (T5K) | Comba Low Power Repeater 800+900+2100 MHz 17 dBm Pico Triple Repeater | Repeater | Repeater 3G Kabinet | Repeater
209 | Ref_1 | MP-100 (T7V) | Comba Low Power 800 (10 MHz)+2100(10 MHz) Mpico 20 dBm Dual Pico Repeater | Repeater | Repeater 3G Kabinet | Repeater
209 | Ref_1 | MP-100 (T8) | Comba Low Power 800 (10 MHz) Mpico 20 dBm Pico Repeater | Repeater | Repeater 3G Kabinet | Repeater
209 | Ref_1 | MR2118 | Andrew UMTS Band Selective Mini Repeater 18 dBm incl. ext. modem | Repeater | Repeater 3G Kabinet | Repeater
209 | Ref_1 | MR2118-918 | Andrew UMTS-GSM900 Dual-band Selective Mini Repeater 2x18dBm incl. ext. modem | Repeater | Repeater 23G Kabinet | Repeater
209 | Ref_1 | OUTDOOR 3G ICS REPEATER | RFWindow RHINO ICS?W2143 WCDMA channel selective ICS macro repeater 43 dBm | Repeater | Repeater 3G Kabinet | Repeater
209 | Ref_1 | RD2122 | COMBA, WCDMA Channel Selective 2-Channels Repeater-10W | Repeater | Repeater 3G Kabinet | Repeater
209 | Ref_1 | RD2122E | COMBA, WCDMA Channel Selective 2-Channels Repeater-10W | Repeater | Repeater 3G Kabinet | Repeater
209 | Ref_1 | RD9122 | GSM900 Channel Selective 4-Channels Repeater 37dBm, COMBA | Repeater | Repeater 2G Kabinet | Repeater
209 | Ref_1 | RD9132 | GSM Digitally Adjustable Band Selective Repeater 33dBm, COMBA | Repeater | Repeater 2G Kabinet | Repeater
209 | Ref_1 | RFW-COCOKNOT | RFWindow CoCoKnot WCDMA channel selective ICS pico repeater 13 dBm incl. embedded modem | Repeater | Repeater 3G Kabinet | Repeater
209 | Ref_1 | RFW-RHINO | RFWindow RHINO ICS?W2143 WCDMA channel selective ICS macro repeater 43 dBm | Repeater | Repeater 3G Kabinet | Repeater
209 | Ref_1 | RPT2100100C | WCDMA Pico Repeater LS | Repeater | Repeater 3G Kabinet | Repeater
209 | Ref_1 | RX0823 | Comba RX0823 High Power 800 ICS 10 MHz 20W Macro Repeater | Repeater | Repeater 3G Kabinet | Repeater
209 | Ref_1 | RX1839 | Comba RX1839 High Power 1800 ICS 20 MHz 20W Macro Repeater | Repeater | Repeater 3G Kabinet | Repeater
209 | Ref_1 | RX2123 | COMBA RX2123 Channel Selective 4-Channels UMTS ICS Macro Repeater 43 dBm | Repeater | Repeater 3G Kabinet | Repeater
209 | Ref_1 | RX2123-2CH | COMBA RX2123 Channel Selective 2-Channels UMTS ICS Macro Repeater 43 dBm | Repeater | Repeater 3G Kabinet | Repeater
209 | Ref_1 | RX2123-48V | COMBA RX2123 Channel Selective 4-Channels UMTS ICS Macro Repeater 43 dBm -48Volt | Repeater | Repeater 3G Kabinet | Repeater
209 | Ref_1 | RX2139 | Comba RX2139 High Power 2100 ICS 10 MHz 20W Macro Repeater | Repeater | Repeater 3G Kabinet | Repeater
209 | Ref_1 | RX9123-12CH | COMBA RX9123 Channel Selective 12 Channels GSM900 ICS Macro Repeater 40 dBm | Repeater | Repeater 2G Kabinet | Repeater
209 | Ref_1 | RX9139 | Comba RX9139 High Power 900 ICS 10 MHz 10W Macro Repeater | Repeater | Repeater 23G Kabinet | Repeater
209 | Ref_1 | SH2200 | UMTS Pico Band Selective Repeater, Coiler | Repeater | Repeater 3G Kabinet | Repeater
209 | Ref_1 | TA-E12FD | Comba EGSM900 Twin TMA 880-915/925-960MHz 12dB 7/16 DIN-Female +10..15VDC | Repeater | Diğer | Repeater
209 | Ref_2 | 27010843 | Huawei high gain omni antenna 698 - 960 /2dBi/360° - 1710 - 2700/5dBi/360 | Omni | RF Anten Indoor Omni | Repeater
209 | Ref_2 | 52030AFY | ANTENNA INDOOR, OMNI, CIRCULAR, 360 deg, 690-6400 Mhz, 5-8,5 dBi - HUBER+SUHNER - SWA 0764/360/6/30/V | Omni | RF Anten Indoor Omni | Repeater
209 | Ref_2 | 800 10137 | Kathrein Indoor Omni Antenna (D,V,360°,2dBi,ø0.2/0.1m) =K 800 10137 | Omni | RF Anten Indoor Omni | Repeater
209 | Ref_2 | 800 10249 | VPol Indoor 790?960/1425?3800/5150?6000 360° 2dBi | Omni | RF Anten Indoor Omni | Repeater
209 | Ref_2 | 800 10748 | Kathrein Indoor Omni Antenna VPol 876-960/1710-2700 2dBi | Omni | RF Anten Indoor Omni | Repeater
209 | Ref_2 | CM760NJ | ANTENNA INDOOR, OMNI, CIRCULAR, 360 deg, 690-6400 Mhz, 2-7 dBi-Panorama | Omni | RF Anten Indoor Omni | Repeater
209 | Ref_2 | CMD69273P-30NF | 4G / LTE/ Mulitband MIMO Ceiling Mount Antenna LOW PIM. | Omni | RF Anten Indoor Omni | Repeater
209 | Ref_2 | CMD69273P-B30NF | 4G / LTE/ Mulitband MIMO Ceiling Mount Antenna LOW PIM. | Omni | RF Anten Indoor Omni | Repeater
209 | Ref_2 | D28390079 | Omni antenna 2-5 dbi N Female 690-2700 Mhz | Omni | RF Anten Indoor Omni | Repeater
209 | Ref_2 | HAOA-0709/1827-N-2/5 | Huawei high gain omni antenna 698 - 960 /2dBi/360° - 1710 - 2700/5dBi/360 | Omni | RF Anten Indoor Omni | Repeater
209 | Ref_2 | ICC-360V03W0-2 | COMBA Omni Indoor Antenna VPol 806-960/1710-2170 2/3dBi (Credit Card Antenna) | Omni | RF Anten Indoor Omni | Repeater
209 | Ref_2 | K 737 031 | Antenna Kathrein Indoor 360 Deg 2 dBi | Omni | RF Anten İndoor Omni | Repeater
209 | Ref_2 | K 737 602 | Antenna Kathrein Indoor | Omni | RF Anten Indoor Omni | Repeater
209 | Ref_2 | K 741 571 | Kathrein Indoor Omni Antenna 876-960/1710-2170 2dBi Chinese Hat =KRE 101 1878/1 | Omni | RF Anten Indoor Omni | Repeater
209 | Ref_2 | K 741 572 | Kathrein Indoor Omni Antenna 824-960/1425-2170 2dBi Chinese Hat | Omni | RF Anten Indoor Omni | Repeater
209 | Ref_2 | K 800 10137 | Kathrein Indoor Omni Antenna (D,V,360°,2dBi,ø0.2/0.1m) =KRE 101 1971/1 | Omni | RF Anten Indoor Omni | Repeater
209 | Ref_2 | K 800 10147 | Kathrein In/Outdoor Omni Antenna VPol 824-960/1805-2170 2dBi | Omni | RF Anten Indoor Omni | Repeater
209 | Ref_2 | QAN-MO-1F-NF-01 | 4G / LTE/ Mulitband MIMO Ceiling Mount Antenna N type 690-2700 MHz | Omni | RF Anten Indoor Omni | Repeater
209 | Ref_2 | QAN-SO-1F-NF-01 | Omni antenna 2-5 dbi N Female 690-2700 Mhz | Omni | RF Anten Indoor Omni | Repeater
209 | Ref_2 | S-WAVE 8FW-OD-3-B1 | Rosenberger Omni antenna 2-5 dbi N Female 690-2700 Mhz | Omni | RF Anten Indoor Omni | Repeater
209 | Ref_2 | S-WAVE 8FW-OD-3-B1-TR | Rosenberger Omni antenna 2-5 dbi N Female 690-2700 Mhz | Omni | RF Anten Indoor Omni | Repeater
209 | Ref_2 | S-WAVE 8FW-OD-6-O1-TR | Rosenberger MIMO omni antenna 690-2700 Mhz N Type Female | Omni | RF Anten Indoor Omni | Repeater
209 | Ref_3 | 738 446 | Kathrein Special In/Outdoor Bi-Directional Antenna 65° 790-960/1710-2170MHz 5/6.5dBi (N-connector) =K 738 446 | Vpanel | RF Anten İndoor Panel | Repeater
209 | Ref_3 | 800 10465 | V Pol Directional Indoor Antenna 790-960/1710-2700MHz 90deg 7dBi =K 800 10465 | Vpanel | RF Anten İndoor Panel | Repeater
209 | Ref_3 | CELLMAX-D-CPUSE | Commscope panel antenna 7 dbi N type female | Vpanel | RF Anten İndoor Panel | Repeater
209 | Ref_3 | CELLMAX-D-CPUSEI | Commscope Panel Antenna 7 dbi N Type female | Vpanel | RF Anten İndoor Panel | Repeater
209 | Ref_3 | HXXD2L2W0305360T0H | #N/A | Vpanel | #N/A | Repeater
209 | Ref_3 | I-ATP1-698/2700 | RFS panel antenna 7dbi N female | Vpanel | RF Anten İndoor Panel | Repeater
209 | Ref_3 | IWH-070V10N0 | Comba panel antenna 7dbi N Type Female | Vpanel | RF Anten İndoor Panel | Repeater
209 | Ref_3 | J.AN.OS.NF.S2700 | #N/A | Vpanel | #N/A | Repeater
209 | Ref_3 | K 735 264 | Antenna Kathrein Indoor 90 Deg 7 dBi w/o Conn. K 736 624 | Vpanel | RF Anten İndoor Panel | Repeater
209 | Ref_3 | K 736 624 | Antenna Kathrein Indoor 90 Deg 7 dBi 900 Mhz Single Band (K 738 573) | Vpanel | RF Anten İndoor Panel | Repeater
209 | Ref_3 | K 738 573 | Kathrein Indoor Antenna VPol Indoor 900/1800 90° 7dBi (K 736 624) | Vpanel | RF Anten İndoor Panel | Repeater
209 | Ref_3 | K 800 10465 | V Pol Directional Indoor Antenna 790-960/1710-2700MHz 90deg 7dBi =K 800 10248 | Vpanel | RF Anten İndoor Panel | Repeater
209 | Ref_3 | KRE 101 1924/1 | Kathrein Directional Indoor Antenna VPol 806-960/1710-2500 90° 7dBi (800 10248 ve KRE 101 2000/1) | Vpanel | RF Anten İndoor Panel | Repeater
209 | Ref_3 | KRY 901 433/1 | #N/A | Vpanel | #N/A | Repeater
209 | Ref_3 | PAS69278P | 4G/LTE wide band dual port Low PIM panel antenna | Vpanel | RF Anten İndoor Panel | Repeater
209 | Ref_3 | RFW-COCOKNOT EXT. ANTENNA | RFWindow CoCoKnot pico repeater ext. antenna (UMTS,V-pol,7dBi,H:60°/V:50°) | Vpanel | Repeater Anten | Repeater
209 | Ref_3 | S-WAVE 8FW-65-8D-O1-TR | Rosenberger MIMO panel antenna 690 - 2700 Mhz N Type female | Vpanel | RF Anten İndoor Panel | Repeater
209 | Ref_3 | S-WAVE 8FW-90-8-B2-TR | Rosenberger Panel antenna 7 dbi N Female 690-2700 Mhz | Vpanel | RF Anten İndoor Panel | Repeater
209 | Ref_4 | 7160638 | #N/A | Spliter Tapper Coupler | #N/A | Repeater
209 | Ref_4 | 7160639 | #N/A | Spliter Tapper Coupler | #N/A | Repeater
209 | Ref_4 | 23020048 | 6DB COUPLER,694-2700MHZ,300W,N-F,OUTD | Spliter Tapper Coupler | Tapper | Repeater
209 | Ref_4 | 23020052 | 10DB COUPLER,694-2700MHZ,200W,N-F,OUTD | Spliter Tapper Coupler | Tapper | Repeater
209 | Ref_4 | 23030065 | 2-WAY SPLITTER,694-2700MHZ,300W,N-F,IND | Spliter Tapper Coupler | Splitter | Repeater
209 | Ref_4 | 23030066 | 3-WAY SPLITTER,694-2700MHZ,300W,N-F,IND | Spliter Tapper Coupler | Splitter | Repeater
209 | Ref_4 | 23030067 | 4-WAY SPLITTER,694-2700MHZ,300W,N-F,IND | Spliter Tapper Coupler | Splitter | Repeater
209 | Ref_4 | 27020196 | Huawei 2 way splitter 700-2700 MHz N Female | Spliter Tapper Coupler | Splitter | Repeater
209 | Ref_4 | 27020197 | Huawei 3-Way Power Splitter 700-2700MHz, N female | Spliter Tapper Coupler | Splitter | Repeater
209 | Ref_4 | 27020198 | Huawei 4-way splitter 700-2700 MHz N Female | Spliter Tapper Coupler | Splitter | Repeater
209 | Ref_4 | 10DBTAPPERPD030120 | 10DB COUPLER,694-2700MHZ,200W,N-F,OUTD | Spliter Tapper Coupler | Tapper | Repeater
209 | Ref_4 | 15DBTAPPERPD030125 | 15DB COUPLER,694-2700MHZ,200W,N-F,OUTD | Spliter Tapper Coupler | Tapper | Repeater
209 | Ref_4 | 23030065 | 2-WAY SPLITTER,694-2700MHZ,300W,N-F,IND | Spliter Tapper Coupler | Splitter | Repeater
209 | Ref_4 | 23030066 | 3-WAY SPLITTER,694-2700MHZ,300W,N-F,IND | Spliter Tapper Coupler | Splitter | Repeater
209 | Ref_4 | 23030067 | 4-WAY SPLITTER,694-2700MHZ,300W,N-F,IND | Spliter Tapper Coupler | Splitter | Repeater
209 | Ref_4 | 27020197 | Huawei 3-Way Power Splitter 700-2700MHz, N female | Spliter Tapper Coupler | Splitter | Repeater
209 | Ref_4 | 27020198 | Huawei 4-way splitter 700-2700 MHz N Female | Spliter Tapper Coupler | Splitter | Repeater
209 | Ref_4 | 2WAPSINDPD02011201 | 2-WAY SPLITTER,694-2700MHZ,300W,N-F,IND | Spliter Tapper Coupler | Splitter | Repeater
209 | Ref_4 | 2WAPSOUTPD02011202 | 2-WAY SPLITTER,694-2700MHZ,300W,N-F,OUTD | Spliter Tapper Coupler | Splitter | Repeater
209 | Ref_4 | 3WAPSINDPD02011301 | 3-WAY SPLITTER,694-2700MHZ,300W,N-F,IND | Spliter Tapper Coupler | Splitter | Repeater
209 | Ref_4 | 4WAPSINDPD02011401 | 4-WAY SPLITTER,694-2700MHZ,300W,N-F,IND | Spliter Tapper Coupler | Splitter | Repeater
209 | Ref_4 | 4WAPSOUTPD02011402 | 4-WAY SPLITTER,694-2700MHZ,300W,N-F,OUTD | Spliter Tapper Coupler | Splitter | Repeater
209 | Ref_4 | 6DBTAPPERPD030116 | 6DB COUPLER,694-2700MHZ,300W,N-F,OUTD | Spliter Tapper Coupler | Tapper | Repeater
209 | Ref_4 | 7160639 | Splitter 1HU 2x4-way 806-960 1700-2170 | Spliter Tapper Coupler | Splitter | Repeater
209 | Ref_4 | 860 10017 | 2-Way Power Splitter (694-2700MHz, 100Watt, Indoor) | Spliter Tapper Coupler | Splitter | Repeater
209 | Ref_4 | 860 10018 | 3-Way Power Splitter (694-2700MHz, 100Watt, Indoor) (KRF 102 246/3) | Spliter Tapper Coupler | Splitter | Repeater
209 | Ref_4 | 860 10019 | 4-Way Power Splitter (694-2700MHz, 100Watt, Indoor) (KRF 102 246/4) | Spliter Tapper Coupler | Splitter | Repeater
209 | Ref_4 | 860 10020 | 2-way-Power Tapper 800-2500MHz, 7.0/1.0dB, Indoor, 100Watt (K 63 23 6061) | Spliter Tapper Coupler | Tapper | Repeater
209 | Ref_4 | 860 10021 | 2-way-Power Tapper 800-2500MHz, 10.4/0.4dB, Indoor, 100Watt (K 63 23 6101) | Spliter Tapper Coupler | Tapper | Repeater
209 | Ref_4 | 860 10022 | 2-way-Power Tapper 800-2500MHz, 15.1/0.1dB, Indoor, 100Watt (K 63 23 6151) | Spliter Tapper Coupler | Tapper | Repeater
209 | Ref_4 | 860 10136 | 2-way-Power Tapper 694-2700MHz, 7.0/1.0dB, Indoor, 100Watt (860 10020) | Spliter Tapper Coupler | Tapper | Repeater
209 | Ref_4 | 860 10137 | 2-way-Power Tapper 694-2700MHz, 10.4/0.4dB, Indoor, 100Watt (860 10021) | Spliter Tapper Coupler | Tapper | Repeater
209 | Ref_4 | 860 10138 | 2-way-Power Tapper 694-2700MHz, 15.1/0.1dB, Indoor, 100Watt (860 10022) | Spliter Tapper Coupler | Tapper | Repeater
209 | Ref_4 | C-10-CPUSE-N-AI10 | 10 db coupler 100W N type female | Spliter Tapper Coupler | Tapper | Repeater
209 | Ref_4 | C-30-CPUSE-N | Commscope 30db coupler Ntype Female | Spliter Tapper Coupler | Coupler | Repeater
209 | Ref_4 | C-6-CPUSE-N-AI6 | Comscope 6 db coulpler 100W N type Female | Spliter Tapper Coupler | Tapper | Repeater
209 | Ref_4 | DC-10-7F-NF-01 | rosenberger 2-way-Power Tapper 694-2700MHz, 10.4/0.4dB, Indoor, 100Watt (860 10021) | Spliter Tapper Coupler | Tapper | Repeater
209 | Ref_4 | DC-15-7F-NF-01 | Rosenberger 2-way-Power Tapper 694-2700MHz, 15.1/0.1dB, Indoor, 100Watt | Spliter Tapper Coupler | Tapper | Repeater
209 | Ref_4 | DC-7-7F-NF-01 | Rosenberger 2-way-Power Tapper 694-2700MHz, 7.0/1.0dB, Indoor, 100Watt (860 10020) | Spliter Tapper Coupler | Tapper | Repeater
209 | Ref_4 | HAS0727N300-02 | huawei 2way splitter outdoor Type N female | Spliter Tapper Coupler | Splitter | Repeater
209 | Ref_4 | HAS0727N300-03 | huawei 3 way splitter outdoor type N female | Spliter Tapper Coupler | Splitter | Repeater
209 | Ref_4 | HAS0727N300-04 | 4 way splitter outdoor type N female | Spliter Tapper Coupler | Splitter | Repeater
209 | Ref_4 | HAS0727N300L-02-SN | Huawei 2 way splitter 700-2700 MHz N Female | Spliter Tapper Coupler | Splitter | Repeater
209 | Ref_4 | HAS0727N300L-03-SN | Huawei 3 way splitter 790-2700 Mhz N type Female | Spliter Tapper Coupler | Splitter | Repeater
209 | Ref_4 | HAS0727N300L-04-SN | Huawei 4 way splitter 690-2700 MHz N type Female | Spliter Tapper Coupler | Splitter | Repeater
209 | Ref_4 | HAT0727N300L-06-SN | Huawei 6 db coupler 100W N type female | Spliter Tapper Coupler | Tapper | Repeater
209 | Ref_4 | HAT0727N300L-10-SN | Huawei 10 db tapper 100 W N type Female 690-2700 MHz | Spliter Tapper Coupler | Tapper | Repeater
209 | Ref_4 | HAT0727N300L-15-SN | huawei 698-2700 MHz N Type Female 15 db coupler | Spliter Tapper Coupler | Tapper | Repeater
209 | Ref_4 | HCPD-0698-2700-2-200N/NOW | Fiberhome 2-WAY SPLITTER, 698-2700MHz, 300W, N-Female, Indoor-Outdoor | Spliter Tapper Coupler | Splitter | Repeater
209 | Ref_4 | HCPD-0698-2700-3-200N/NOW | #N/A | Spliter Tapper Coupler | #N/A | Repeater
209 | Ref_4 | HCPD-0698-2700-4-200N/NOW | #N/A | Spliter Tapper Coupler | #N/A | Repeater
209 | Ref_4 | J.S2W.NF.S2700 | JMX 2-WAY SPLITTER, 698-2700MHz, 300W, N-Female, Indoor-Outdoor | Spliter Tapper Coupler | Splitter | Repeater
209 | Ref_4 | J.S3W.NF.S2700 | #N/A | Spliter Tapper Coupler | #N/A | Repeater
209 | Ref_4 | J.S4W.NF.S2700 | #N/A | Spliter Tapper Coupler | #N/A | Repeater
209 | Ref_4 | K 63 20 627 | 2 Way Power Splitter 1000W (790 - 960 MHz) | Spliter Tapper Coupler | Splitter | Repeater
209 | Ref_4 | K 63 20 637 | 3 Way Power Splitter 1000W (790 - 960 MHz) | Spliter Tapper Coupler | Splitter | Repeater
209 | Ref_4 | K 63 20 647 | 4 Way Power Splitter 1000W. (790 - 960 MHz) | Spliter Tapper Coupler | Splitter | Repeater
209 | Ref_4 | K 63 22 621 | 2 Way Power Splitter Indoor Multiband 100W | Spliter Tapper Coupler | Splitter | Repeater
209 | Ref_4 | K 63 22 631 | 3 Way Power Splitter Indoor 100W (KRF 102 212/3) | Spliter Tapper Coupler | Splitter | Repeater
209 | Ref_4 | K 63 22 641 | 4 Way Power Splitter Indoor Multiband 100W (KRF 102 212/4) | Spliter Tapper Coupler | Splitter | Repeater
209 | Ref_4 | K 63 23 6061 | 2 Way Tapper 7.0/1.0 dB Indoor 100W (KRF 102 247/1) | Spliter Tapper Coupler | Tapper | Repeater
209 | Ref_4 | K 63 23 6101 | 2 Way Tapper 10.4/0.4 dB Indoor 100W | Spliter Tapper Coupler | Tapper | Repeater
209 | Ref_4 | K 63 23 6151 | 2 Way Tapper 15.1/0.1dB Indoor 100W | Spliter Tapper Coupler | Tapper | Repeater
209 | Ref_4 | K 737 303 | 2 Way Power Splitter In/Outdoor 800-2200MHz 200W N-female | Spliter Tapper Coupler | Splitter | Repeater
209 | Ref_4 | K 737 304 | 2 Way Power Splitter In/Outdoor 800-2200MHz 700W 7/16-female (KRF 102 208/2) | Spliter Tapper Coupler | Splitter | Repeater
209 | Ref_4 | K 737 306 | 3 Way Power Splitter In/Outdoor 800-2200MHz 700W 7/16-female (KRF 102 208/3) | Spliter Tapper Coupler | Splitter | Repeater
209 | Ref_4 | K 860 100 17 | 2-Way Power Splitter (694-2700MHz, 100Watt, Indoor) | Spliter Tapper Coupler | Splitter | Repeater
209 | Ref_4 | K 860 10017 | 2-Way Power Splitter (694-2700MHz, 100Watt, Indoor) | Spliter Tapper Coupler | Splitter | Repeater
209 | Ref_4 | K 860 10018 | 3-Way Power Splitter (694-2700MHz, 100Watt, Indoor) (KRF 102 246/3) | Spliter Tapper Coupler | Splitter | Repeater
209 | Ref_4 | K 860 10019 | 4-Way Power Splitter (694-2700MHz, 100Watt, Indoor) (KRF 102 246/4) | Spliter Tapper Coupler | Splitter | Repeater
209 | Ref_4 | KRF 102 208/2 | 2 Way Power Splitter Indoor-Outdoor Multiband 200W | Spliter Tapper Coupler | Splitter | Repeater
209 | Ref_4 | KRF 102 246/2 | 2-Way Power Splitter (694-2500MHz, 100Watt, Indoor) (K 860 10017) | Spliter Tapper Coupler | Splitter | Repeater
209 | Ref_4 | KRF 102 247/1 | 2-way-Power Tapper 800-2500MHz, 7.0/1.0dB, Indoor, 100Watt (860 10020) | Spliter Tapper Coupler | Tapper | Repeater
209 | Ref_4 | KRF 102 247/2 | 2-way-Power Tapper 800-2500MHz, 10.4/0.4dB, Indoor, 100Watt (860 10021) | Spliter Tapper Coupler | Tapper | Repeater
209 | Ref_4 | KRF 102 247/3 | 2-way-Power Tapper 800-2500MHz, 15.1/0.1dB, Indoor, 100Watt (860 10022) | Spliter Tapper Coupler | Tapper | Repeater
209 | Ref_4 | QS-2W-1F-NF-00 | 2-WAY SPLITTER,694-2700MHZ,300W,N-F,IND | Spliter Tapper Coupler | Splitter | Repeater
209 | Ref_4 | QS-2W-2F-MDF-00 | 2-WAY SPLITTER,694-5000MHZ,300W,4.3-10-F,IND | Spliter Tapper Coupler | Splitter | Repeater
209 | Ref_4 | QS-3W-1F-NF-00 | 3-WAY SPLITTER,694-2700MHZ,300W,N-F,IND | Spliter Tapper Coupler | Splitter | Repeater
209 | Ref_4 | QS-3W-2F-MDF-00 | 3-WAY SPLITTER,694-5000MHZ,300W,4.3-10-F,IND | Spliter Tapper Coupler | Splitter | Repeater
209 | Ref_4 | QS-4W-1F-NF-00 | 4-WAY SPLITTER,694-2700MHZ,300W,N-F,IND | Spliter Tapper Coupler | Splitter | Repeater
209 | Ref_4 | R-SP02DB | RFTIME 2-way Power Splitter, -3.3dB, 698~2700MHz, DIN-Female, Outdoor 700W | Spliter Tapper Coupler | Splitter | Repeater
209 | Ref_4 | R-SP02NA | RFTIME 2-way Power Splitter, -3.3dB, 698~2700MHz, N-Female, Outdoor 200W | Spliter Tapper Coupler | Splitter | Repeater
209 | Ref_4 | R-SP03DB | RFTIME 3-way Power Splitter, -5.1dB, 698~2700MHz, DIN-Female, Outdoor 700W | Spliter Tapper Coupler | Splitter | Repeater
209 | Ref_4 | R-SP03NA | RFTIME 3-way Power Splitter, -5.1dB, 698~2700MHz, N-Female, Outdoor 200W | Spliter Tapper Coupler | Splitter | Repeater
209 | Ref_4 | R-SP04DB | RFTIME 4-way Power Splitter, -6.3dB, 698~2700MHz, DIN-Female, Outdoor 700W | Spliter Tapper Coupler | Splitter | Repeater
209 | Ref_4 | R-SP04NA | RFTIME 4-way Power Splitter, -6.3dB, 698~2700MHz, N-Female, Outdoor 200W | Spliter Tapper Coupler | Splitter | Repeater
209 | Ref_4 | TAP-7DB-100-NF | 2-way tapper 7:1 db (200W) 800-2700 MHz | Spliter Tapper Coupler | Tapper | Repeater
209 | Ref_5 | 23030082 | 100W TERMINATOR,0-3000MHZ,7/16DIN-M,OUTD | Terminatör | Terminatör | Repeater
209 | Ref_5 | 23030092 | 200W TERMINATOR,0-3000MHZ,7/16DIN-M,OUTD | Terminatör | Terminatör | Repeater
209 | Ref_5 | 100WLOADPD080210 | 100W TERMINATOR,0-3000MHZ,7/16DIN-M,OUTD | Terminatör | Terminatör | Repeater
209 | Ref_5 | 200WLOADPD080211 | 200W TERMINATOR,0-3000MHZ,7/16DIN-M,OUTD | Terminatör | Terminatör | Repeater
209 | Ref_5 | 52030AGF | PST 1/2" - 7/8" Termination (Sonlandırma) | Terminatör | Terminatör | Repeater
209 | Ref_5 | 52031ADE | TERMINATOR 50W 7-16 DIN TYPE MALE(L-DL-50-DM ) | Terminatör | Terminatör | Repeater
209 | Ref_5 | K 62 26 301 | Terminator 50W N-FEMALE (ZYA 402 02/1) | Terminatör | Terminatör | Repeater
209 | Ref_5 | L-200-DM | 200 W DIN Type terminator | Terminatör | Terminatör | Repeater
209 | Ref_5 | LD-100DM | 100W DIN type Male terminator | Terminatör | Terminatör | Repeater
209 | Ref_5 | LD50NM | TERMINATOR 50W 7-16 N-TYPE MALE | Terminatör | Terminatör | Repeater
209 | Ref_5 | QTL-100-DF-01 | 100W TERMINATOR,0-3000MHZ,7/16DIN-M,OUTD | Terminatör | Terminatör | Repeater
209 | Ref_5 | QTL-200-DF-01 | 200W TERMINATOR,0-3000MHZ,7/16DIN-M,OUTD | Terminatör | Terminatör | Repeater
209 | Ref_5 | REM-INF5100-EVOX3 | iDirect Remote Satellite Terminal | Terminatör | TERMİNAL | Repeater
209 | Ref_5 | R-TM50NA | RFTIME Terminator, 0~3000MHz, N-Female, Outdoor 50W | Terminatör | Diğer | Repeater
209 | Ref_5 | T-25-NM | Commscope 25 W terminator N Type Male | Terminatör | Diğer | Repeater
209 | Ref_5 | UML 901 12/1 | TERMINATOR, 50W, N-female (K 62 26 301) | Terminatör | Terminatör | Repeater
209 | Ref_5 | ZYA 402 02/1 | TERMINATOR, 50w, N (female) (K 62 26 301) | Terminatör | Terminatör | Repeater
209 | Ref_6 | 21212 | 2100 MHz Same-Band Combiner | Terminatör | Same-Band Combiner | Repeater
209 | Ref_6 | 80902 | 800-900 MHz Dual-Band Combiner | Terminatör | Dual Band Combiner | Repeater
209 | Ref_6 | 23030078 | QUAD-BAND COMBINER,4X200W,7/16DIN-F,OUTD | Terminatör | Quad band Combiner 7/16 | Repeater
209 | Ref_6 | 2X2HYBCOMB23030077 | 2X2 HYBCOMB,694-2700MHZ,2X200W,7/16DIN-F | Terminatör | Hybird Combiner 7/16 | Repeater
209 | Ref_6 | 4X4HYBCOMB23030076 | 4X4 HYBCOMB,694-2700MHZ,4X200W,7/16DIN-F | Terminatör | Hybird Combiner 7/16 | Repeater
209 | Ref_6 | 52031ADD | HYBRID COMBINER 800-2500MHz 7-16 DIN TYPE FEMALE (CPL-100-3-DF-B ) | Terminatör | Hybird Combiner 7/16 | Repeater
209 | Ref_6 | 782 10250 | Kathrein Dual Band Combiner Single Unit, -0.1dB, 470~960/1710~2170MHz, DIN-Female, Outdoor, 650W | Terminatör | Dual Band Combiner | Repeater
209 | Ref_6 | 782 10644 | quad-band combiner 690-2790 Mhz Combiner | Terminatör | Quad band Combiner | Repeater
209 | Ref_6 | 782 10662 | Kathrein Dual Band Combiner Single Unit, -0.1dB, 470~960/1710~2170MHz, DIN-Female, Outdoor, 650W | Terminatör | Dual Band Combiner | Repeater
209 | Ref_6 | AXELL3GMCM | AXELL 4x4 Hybrid Matrix Combiner MCM, 800~2200MHz, DIN-Female, Square Type (kare şekli) | Terminatör | Combiner | Repeater
209 | Ref_6 | CM-AE2D-OD1 | 800/900 Dual band DC-Stop Combiner | Terminatör | Dual Band Combiner 7-16 DIM U900-LTE 800 | Repeater
209 | Ref_6 | CM-AE2D-OD2 | 800/900 Dual Band (800 DC-bypass / 900 DC-stop) Combiner | Terminatör | Dual Band Combiner 4.3 10 U900-LTE 800 | Repeater
209 | Ref_6 | CM-FDWY4-OD8 | Comba Quad band combiner N female | Terminatör | Quad band Combiner | Repeater
209 | Ref_6 | CM-KY2D-OD1B | 1800/2600 Dual Band DC-Stop Combiner | Terminatör | Dual Band Combiner 7-16 DIM LTE 1800-2600 | Repeater
209 | Ref_6 | CM-KY2D-OD2B | Just 1800 Dual Band DC-bypass Combiner | Terminatör | Dual Band Combiner 4.3 10 LTE 1800-2600 | Repeater
209 | Ref_6 | CPL03ADA011 | HYBRID COMBINER 698-2700MHz 7-16 DIN TYPE FEMALE | Terminatör | Hybird Combiner 7/16 | Repeater
209 | Ref_6 | D23030576 | 4X4 HYBCOMB,694-2700MHZ,4X200W,7/16DIN-F | Terminatör | Hybird Combiner 7/16 | Repeater
209 | Ref_6 | D23030577 | 2X2 HYBCOMB,694-2700MHZ,2X200W,7/16DIN-F | Terminatör | Hybird Combiner 7/16 | Repeater
209 | Ref_6 | E15V67P15 | ANDREW 16-4 Point of Interface Combiner Inputs (900x8, 1800x4 2100x4 inputs) | Terminatör | Combiner | Repeater
209 | Ref_6 | FHTC-1920-2170-2-200M01/W | Fiberhome 2100MHz Same-Band Combiner, 4.3-10 Female, DC-Stop | Terminatör | Same-Band Combiner 4.3-10 | Repeater
209 | Ref_6 | H4X4CPUN | Andrew 4x4 Hybrid Matrix Combiner MCM, 800~2200MHz, N-Female, Square Type (kare şekli) | Terminatör | Hybird Combiner | Repeater
209 | Ref_6 | HMP-6-8F-DF-01 | Wide band MCM (698-2700 Mhz) 500W | Terminatör | MCM Combiner | Repeater
209 | Ref_6 | HXCF-1710-2690-2-300M01/W | Fiberhome 1800/2100-2600MHz Dual-Band Combiner, 4.3-10 Female, DC-Stop | Terminatör | Dual Band Combiner 4.3-10 | Repeater
209 | Ref_6 | J.DPLX.MDF.DUL | JMX 800/900MHz Dual-Band Combiner, 4.3-10 Female, DC-Stop | Terminatör | Dual Band Combiner 4.3-10 | Repeater
209 | Ref_6 | J.TRPLX.DF.DUL.2 | JMX 1800-2100/2600MHz Dual-Band Combiner, 4.3-10 Female, DC-Stop | Terminatör | Dual Band Combiner 4.3-10 | Repeater
209 | Ref_6 | J.TRPLX.MDF.DUL.2 | JMX 1800-2100/2600MHz Dual-Band Combiner, 4.3-10 Female, DC-Stop | Terminatör | Dual Band Combiner 4.3-10 | Repeater
209 | Ref_6 | K 782 10250 | Kathrein Dual Band Combiner Single Unit, -0.1dB, 470~960/1710~2170MHz, DIN-Female, Outdoor, 650W | Terminatör | Dual Band Combiner | Repeater
209 | Ref_6 | K 782 10534 | Kathrein MCM Female Oblong DIN Type Hybrid Combiner 4:4 698 ? 2690 MHz 4 x 150 W | Terminatör | Hybird Combiner | Repeater
209 | Ref_6 | KRF 102 272/4 | Diplex filter, 806-960+1710-2200 MHz, double unit, low band DC-block | Terminatör | Diplex Low Band Combiner | Repeater
209 | Ref_6 | KRF 111 53/2 | Hybrid Combiner 800-2200 Mhz, 50 Ohm,3.1 dB | Terminatör | Hybird Combiner | Repeater
209 | Ref_6 | KRY 101 1535/1 | CU Combiner Unit | Terminatör | CDU | Repeater
209 | Ref_6 | KRY 101 1841/1 | Ericsson Multicasting Matrix 806-960MHz | Terminatör | MCM Combiner | Repeater
209 | Ref_6 | MUL082244A | LS 4x4 Hybrid Matrix Combiner MCM, 800~2200MHz, N-Female, Oblong (dikdörtgen şekli) | Terminatör | Hybird Combiner | Repeater
209 | Ref_6 | MUL-0827-44A | LS 4x4 Hybrid Matrix Combiner MCM, 800~2700MHz, N-Female, Square Type (kare şekli) | Terminatör | Hybird Combiner | Repeater
209 | Ref_6 | MUL-0827-44D | LS 4x4 Hybrid Matrix Combiner MCM, 800~2700MHz, DIN-Female, Oblong (dikdörtgen şekli) | Terminatör | MCM Combiner | Repeater
209 | Ref_6 | NTM/KRF 201 143/1 | Hybrid Combiner 3 dBi (KRF 111 53/2) | Terminatör | Hybird Combiner | Repeater
209 | Ref_6 | QCB-DL-MDF-01D | 1800-2100/2600 Dual Band DC-Stop Combiner | Terminatör | Dual Band Combiner | Repeater
209 | Ref_6 | QCB-GDWL-DF-01 | QUAD-BAND COMBINER,4X200W,7/16DIN-F,OUTD | Terminatör | Quad band Combiner 7/16 | Repeater
209 | Ref_6 | QCB-GDWL-MDF-01 | QUAD-BAND COMBINER,4X200W,4.3-10-F,OUTD | Terminatör | Quad band Combiner 4.3-10 | Repeater
209 | Ref_6 | QCB-WL-MDF-01D | 1800/2100-2600 Dual Band DC-Stop Combiner | Terminatör | Dual Band Combiner | Repeater
209 | Ref_6 | QHC-3-1F-DF-01 | 2X2 HYBCOMB,694-2700MHZ,2X200W,7/16DIN-F | Terminatör | Hybird Combiner 7/16 | Repeater
209 | Ref_6 | QHC-3-2F-MDF-01 | 2X2 HYBCOMB,694-5000MHZ,2X200W,4.3-10-F | Terminatör | Hybird Combiner 4.3-10 | Repeater
209 | Ref_6 | QHM-6-1F-DF-01 | 4X4 HYBCOMB,694-2700MHZ,4X200W,7/16DIN-F | Terminatör | Hybird Combiner 7/16 | Repeater
209 | Ref_6 | QUADBCOMB23030078 | QUAD-BAND COMBINER,4X200W,7/16DIN-F,OUTD | Terminatör | Quad band Combiner 7/16 | Repeater
209 | Ref_6 | R-HY44DB | RFTIME Hybrid Matrix Combiner MCM, 698~2700MHz, DIN-Female, Oblong (dikdörtgen şekli) | Terminatör | Hybird Combiner | Repeater
209 | Ref_6 | R-HY44NB | RFTIME Hybrid Matrix Combiner MCM, 698~2700MHz, N-Female, Oblong (dikdörtgen şekli) | Terminatör | Hybird Combiner | Repeater
209 | Ref_6 | SBC-21 | Same band Combiner 2100 | Terminatör | Same-Band Combiner 7-16 | Repeater
210 | Ref_1 | 721603 | ANTENNA POWERWAVE 65 Deg 12.5 dBi X POL | RF Ante | RF Anten Outdoor | RF Anten
210 | Ref_1 | 773758 | #N/A | RF Ante | #N/A | RF Anten
210 | Ref_1 | 0800-1366 | 1.2M ANTENNA AZEL (PREMIUM) 1134 | RF Ante | Anten Azel | RF Anten
210 | Ref_1 | 2LPX0412R | 2X POL twin beam antenna 1710-2690 MHz | RF Ante | RF Anten Outdoor 2x | RF Anten
210 | Ref_1 | 52030AGB | Antenna Andrew LBX-3316DS-T0M, 32.5°, X-pole, 18.4dBi, (?K 800 10141) | RF Ante | RF Anten Outdoor | RF Anten
210 | Ref_1 | 52030AGC | Antenna Andrew CTSDG-06515-XDM, 64°, X-pole, 16.5dBi, 0-10° Elect. Tilt, (?K 739 685) | RF Ante | RF Anten Outdoor | RF Anten
210 | Ref_1 | 52030AGE | Antenna Andrew CTSDG-06515-6DM, 65°, X-pole, 16.5dBi, 6°, (?K 739 634) | RF Ante | RF Anten Outdoor | RF Anten
210 | Ref_1 | 5LPX1106F | 5X Pol Panel Penta Beam Antenna 5×1710-2170MHz 13° 23dBi 6° FET | RF Ante | RF Anten 5x | RF Anten
210 | Ref_1 | 5NPX1006F | 1710 - 2170 MHz Multi-Beam Panel Antenna | RF Ante | RF Anten Outdoor Beam | RF Anten
210 | Ref_1 | 5WPX1006F6-V2 | 5X Pol Panel Penta Beam Antenna 5×1710-2170MHz 13° 23dBi 6° FET | RF Ante | RF Anten Outdoor 5X | RF Anten
210 | Ref_1 | 721 603 | ANTENNA POWERWAVE 65 Deg 12.5 dBi X POL | RF Ante | Xpol Anten | RF Anten
210 | Ref_1 | 728 684 | Antenna Kathrein Special 36 Deg 17.5 dBi =K 728 684 | RF Ante | RF Anten | RF Anten
210 | Ref_1 | 730 368 | Antenna Kathrein Eurocell 65 Deg 15.5 dBi =K 730 368 | RF Ante | RF Anten | RF Anten
210 | Ref_1 | 730 376 | Antenna Kathrein Eurocell 65 Deg 18.5 dBi V Pol (K 730 376) | RF Ante | RF Anten Outdoor | RF Anten
210 | Ref_1 | 730 376V01 | Kathrein Antenna Kit 806-960,V,65°,6.8°,18.5dBi,2.6/0.3m incl. Clamp 2x738546 | RF Ante | RF Anten Outdoor | RF Anten
210 | Ref_1 | 730 382 | Antenna Kathrein Eurocell 120 Deg 16 dBi =K 730 382 | RF Ante | RF Anten Outdoor | RF Anten
210 | Ref_1 | 732 689 | Antenna Kathrein VPol Panel 900 65 deg 18 dBi 6 deg =K 732 689 | RF Ante | RF Anten Outdoor | RF Anten
210 | Ref_1 | 732 691 | Antenna V Pol. 6 Deg Elec.Tilt 15.5 dBi =K 732 691 | RF Ante | RF Anten | RF Anten
210 | Ref_1 | 739 620 | Antenna Kathrein Dual Pol. 65 Deg 12.5 dBi =K 739 620 | RF Ante | RF Anten | RF Anten
210 | Ref_1 | 739 684 | Antenna Kathrein Dual Pol. 65 Deg 15.5 dBi 0-14dBi Electrical Tilt | RF Ante | RF Anten | RF Anten
210 | Ref_1 | 742 211 | XPol Panel Antenna, 1710 - 2170 Mhz, 65, 15,5 dBi | RF Ante | RF Anten Outdoor | RF Anten
210 | Ref_1 | 742 213 | Kathrein Anten U,X,63°,4.3°,19.5dBi,0°-6°T,2.0/0.2m | RF Ante | Diğer | RF Anten
210 | Ref_1 | 742 213V01 | Kathrein Antenna Kit U,X,63°,4.3°,19.5dBi,0°-6°T,2.0/0.2m incl. Clamp 2x738546 | RF Ante | RF Anten | RF Anten
210 | Ref_1 | 742 214V01 | Kathrein Antenna Kit U,X,62°,7.4°,18dBi,0°-8°T,1.1/0.2m incl. Clamp 2x738546 | RF Ante | RF Anten Outdoor | RF Anten
210 | Ref_1 | 742 215 | KATHREIN ANTENNA (U,X,65°,6.2°,18dBi,0°-10°T,1.3m/0.2m) | RF Ante | RF Anten Outdoor | RF Anten
210 | Ref_1 | 742 215V01 | Kathrein Antenna Kit U,X,64°,6.4°,18dBi,0°-10°T,1.3/0.2m incl. Clamp 2x738546 | RF Ante | RF Anten Outdoor | RF Anten
210 | Ref_1 | 742 218 | KATHREIN UMTS ANTENNA (U,X,45°,6.7°,19,5dBi,0°-8°T,1.3m/0.2m | RF Ante | RF Anten Outdoor | RF Anten
210 | Ref_1 | 742 222 | Kathrein dual-bandntenna with integrated combiner (DXX64 /60 30 /17.5 11.8/13.6 dBi0 /0 T C0.6/0.3m) | RF Ante | RF Anten Outdoor | RF Anten
210 | Ref_1 | 742 223 | Kathrein dual-bandntenna with integrated combiner (DXX65 /63 14.5 /6.8 14/17dBi0 -14 /0 -8 T C1.3/0.3m) | RF Ante | RF Anten Outdoor | RF Anten
210 | Ref_1 | 742 226 | Kathrein dual-bandntenna (DXX64 /60 30 /17.5 11.8/13.6dBi0 /0 T0.6/0.3m) | RF Ante | RF Anten Outdoor | RF Anten
210 | Ref_1 | 742 226V01 | Kathreinntenna Kit DXX64 /60 30 /17.5 11.8/13.6dBi0 /0 T0.6/0.3m (LTE800) incl. Clamp 2x738546 | RF Ante | RF Anten Outdoor | RF Anten
210 | Ref_1 | 742 264 | Kathrein dual-bandntenna (DXX65 / 63 14.5 / 6.8 14/17dBi0 -14 /0 -8 T1.3/0.3m) | RF Ante | RF Anten Outdoor | RF Anten
210 | Ref_1 | 742 264V01 | Kathrein dual-bandntenna (DXX65 /61 15.3 /6.7 14.5/17.5dBi0 -14 /0 -8 T1.3/0.3m) | RF Ante | RF Anten Outdoor | RF Anten
210 | Ref_1 | 742 264V02 | Kathreinntenna Kit DXX65 /61 15.3 /6.7 14.5/17.5dBi0 -14 /0 -8 T1.3/0.3m (LTE800) incl. Clamp 2x738546 | RF Ante | RF Anten Outdoor | RF Anten
210 | Ref_1 | 742 265 | Kathrein dual-bandntenna (DXX65 /63 10 /4.7 16/18.3dBi0 -10 /0 -6 T1.9/0.3m) | RF Ante | Diğer | RF Anten
210 | Ref_1 | 742 265V02 | Kathreinntenna Kit DXX65 /61 10 /4.6 16/18.5dBi 0.5-9.5 /0-6 T2.0/0.3m (LTE800) incl. Clamp 2x738546 | RF Ante | RF Anten Outdoor | RF Anten
210 | Ref_1 | 742 290 | Kathrein dual-band antenna (D,VV,90°/82°,60°/70°,7/7dBi,0°T,0.3/0.1m) | RF Ante | RF Anten Dual Band | RF Anten
210 | Ref_1 | 742 351 | Kathrein Antenna XPol F-Panel 1710-2170 33° 21dBi 0°-8°T | RF Ante | RF Anten Xpol | RF Anten
210 | Ref_1 | 742 351V01 | Kathrein Antenna Kit U,X,33°,6.7°,20.7dBi,0°-8°T,1.3/0.3m incl. Clamp 2x738546 | RF Ante | RF Anten Outdoor | RF Anten
210 | Ref_1 | 800 10141 | Antenna Kathrein Dual Pol. 30 Deg 18.5 dBi =K 800 10141 | RF Ante | RF Anten Outdoor | RF Anten
210 | Ref_1 | 800 10202 | Antenna Kathrein Dual Pol. 65 Deg 15.5 dBi (K 739 622) | RF Ante | RF Anten Outdoor | RF Anten
210 | Ref_1 | 800 10203 | Antenna Kathrein XPol C-Panel 806-960 66 deg 17 dBi (KRE 101 1986/1) | RF Ante | RF Anten Xpol | RF Anten
210 | Ref_1 | 800 10204 | Antenna Kathrein Dual Pol. 65 Deg 18 dBi (K 739 624) | RF Ante | RF Anten Outdoor | RF Anten
210 | Ref_1 | 800 10204V02 | Kathrein Antenna Kit 790-960,X,65°,7.8°,17.8dBi,0°T,2.3/0.3m incl. Clamp 2x738546 | RF Ante | RF Anten Outdoor | RF Anten
210 | Ref_1 | 800 10251 | KATHREIN UMTS ANTENNA (U,X,33°,8.5°,20dBi,0°-12°T,1m/0.3m | RF Ante | RF Anten UMTS | RF Anten
210 | Ref_1 | 800 10251V01 | Kathrein Antenna Kit U,X,33°,8.5°,19.8dBi,0°-12°T,1.0/0.3m incl. Clamp 2x738546 | RF Ante | RF Anten | RF Anten
210 | Ref_1 | 800 10302 | Kathrein Panel Antenna XPol 806-960 33° 21dBi 0°T =K 741 785 | RF Ante | RF Anten Xpol | RF Anten
210 | Ref_1 | 800 10303 | Antenna Kathrein Dual Pol. 65 Deg 15.5 dBi 0-14 dBi Electrical Tilt =K 739 684 | RF Ante | RF Anten Outdoor | RF Anten
210 | Ref_1 | 800 10303V02 | Kathrein Antenna Kit 790-960,X,65°,15°,15dBi,0-14°T,1.3/0.3m incl. Clamp 2x738546 | RF Ante | RF Anten Outdoor | RF Anten
210 | Ref_1 | 800 10304 | Antenna Kathrein XPol 806-960 65 deg 16.5 dBi =K 739 685 | RF Ante | RF Anten Xpol | RF Anten
210 | Ref_1 | 800 10439 | KATHREIN UMTS ANTENNA (U,X,65°,3.5°,21dBi,0°T,2.2m/0.2m) | RF Ante | RF Anten UMTS | RF Anten
210 | Ref_1 | 800 10454 | Kathrein dual-band antenna with integrated combiner (D,XX,65/68°,69/60°,8.5/9.2dBi,0/0°T,C,0.3/0.25m) | RF Ante | RF Anten Dual Band | RF Anten
210 | Ref_1 | 800 10516 | Kathreinntenna (GXX60 /60 9 /9 15.7/15.7dBi0 -10 /0 -10 T2/0.4m) | RF Ante | RF Anten | RF Anten
210 | Ref_1 | 800 10516V01 | Kathreinntenna (GXX60 /60 9 /9 15.7/15.7dBi0 -10 /0 -10 2/0.4m) | RF Ante | Diğer | RF Anten
210 | Ref_1 | 800 10606V01 | Kathrein Twin Beam Antenna Kit U, XX, 1710?2200, 43°/6.8°,19.5/19.5dBi, 0°-10°T,1.3/0.4m, incl. Clamp 2x738546 | RF Ante | RF Anten Twin | RF Anten
210 | Ref_1 | 800 10643 | Kathrein Antenna Kit 790-960,X,30°,7.4°,20.8dBi,0°T,2.3/0.6m incl. Clamp 2x738546 | RF Ante | RF Anten | RF Anten
210 | Ref_1 | 800 10647V01 | Kathreinntenna (GXX65 /65 8.5 /8.5 17.5/17.5dBi0 -8 /0 -8 T2.3/0.6m) | RF Ante | RF Anten | RF Anten
210 | Ref_1 | 800 10727 | 3X Pol HHH,1710-2690/1710-2690/1710-2690 65°/65°/65° 18/18/18dBi 2°-14°/2°-14°/2°-14°T, Flexret, 1.47m/0.38m, inc. Clamp | RF Ante | RF Anten Outdoor 3X | RF Anten
210 | Ref_1 | 800 10753 | Kathrein dual-band antenna with integrated combiner (D,XX,67/55°,65/60°,8.5/8.9dBi,0/0°T,C,0.33/0.26m) incl. tension bands 2x734365 | RF Ante | RF Anten Outdoor | RF Anten
210 | Ref_1 | 800 10828V01 | Kathrein dual-band Yagi antenna D,X,32°/22°,32°/22°,14/15.5dBi,1.2/0.2m (internal combiner) | RF Ante | RF Anten Outdoor Yagi | RF Anten
210 | Ref_1 | 990-13073-120 | Antenna Kit 120M 40dB Antenna | RF Ante | RF Anten | RF Anten
210 | Ref_1 | ACC-CBL039 | Dual antenna spare port cap | RF Ante | RF Anten | RF Anten
210 | Ref_1 | ADU4517R3 | Huawei EasyRET Antenna, 790-960/1710-2180, D,XX,64/60,15/7.5,15/17.5dBi,0-14/0-10T,1.35/0.25m (027011666) | RF Ante | RF Anten Outdoor | RF Anten
210 | Ref_1 | AH900 | ANTENNA H28 V28 G15,5 | RF Ante | RF Anten | RF Anten
210 | Ref_1 | AMB4520R0 | Huawei Twin Beam Antenna, XX, 1710-2690, 29°/5.3°,20.5/20.5dBi, 2°-12°T, 1.5/0.35m, EasyRET, incl. Clamp | RF Ante | RF Anten Outdoor Beam | RF Anten
210 | Ref_1 | AMB4520R8V06 | Huawei Twin Beam Antenna, XX, 1710-2690, 29°/5.3°,20.5/20.5dBi, 2°-12°T, 1.5/0.35m, EasyRET, incl. Clamp | RF Ante | RF Anten | RF Anten
210 | Ref_1 | AOC4518R13V06 | Huawei 8X Pol, 65° | RF Ante | RF ANTEN 8x Pol | RF Anten
210 | Ref_1 | ATR4517R1 | 3X Pol LHH Huawei, 790-960/1710-2690/1710-2690,65/65/65,15/17.5/17.5dBi, , 0°-14°/0°-10°/0°-10°,EasyRET, 1.5m/0.35m, inc. Clamp | RF Ante | RF Anten Outdoor 3X | RF Anten
210 | Ref_1 | ATR4518R4 | 3X Pol LHH Huawei, 790-960/1710-2690/1710-2690,65/65/65,16/18/18dBi, , 0°-10°/0°-10°/0°-10°,EasyRET, 2m/0.35m, inc. Clamp | RF Ante | RF Anten 3x | RF Anten
210 | Ref_1 | BELIRSIZ ANTEN | Anten | RF Ante | Diğer | RF Anten
210 | Ref_1 | CELLMAX-DM30-CPUSEI | Andrew triple-band indoor/outdoor MIMO antenna (TX30 /33 /30 64 /63 /60 11dBi0.6/0.3m) | RF Ante | RF Anten indoor/Outdoor MIMO | RF Anten
210 | Ref_1 | CELLMAX-DM60-CPUSEI | Andrew triple-band indoor/outdoor MIMO antenna (TX63 /60 /68 63 /60 /66 8dBi0.3/0.3m) | RF Ante | RF Anten indoor/Outdoor MIMO | RF Anten
210 | Ref_1 | CMAX-DM60-43-V53 | Cell-Max™ Low PIM Directional High Capacity Venue MIMO Antenna, 698–960 MHz and 1710–2700 MHz, 60°, 8.0 dBi | RF Ante | RF Anten Stad | RF Anten
210 | Ref_1 | CMP-12-WB | Comarcom Dual Polarized Vega Antenna (X,9°,9°,22,5Dbi,Ø1.0M) | RF Ante | RF Anten Outdoor | RF Anten
210 | Ref_1 | CNLPA3055F | Andrew stadium antenna (790-960/1710-2170/2300-2690MHz,V,50°/50°,11.1dBi,0°T,1.35/0.85m) | RF Ante | RF Anten Outdoor | RF Anten
210 | Ref_1 | CNLPA3055M | Andrew stadium antenna (824-960/1710-2170/2300-2500MHz,V,50°/50°,9.5dBi,0-20°T,1.4/0.9m) | RF Ante | RF Anten Outdoor | RF Anten
210 | Ref_1 | CP-12-WB VEGA ANTEN | Comarcom Dual Polarized Vega Antenna (X,5°,5°,28Dbi,Ø2.0M) | RF Ante | RF Anten Outdoor | RF Anten
210 | Ref_1 | DO15X30302P | Gammanu Narrow Beamwidth Panel Antenna 698-2700 Mhz LB-13dbi HB-15,5 dbi, 200W | RF Ante | RF Anten Beam | RF Anten
210 | Ref_1 | DO9X60602P | Narrow Beamwidth Panel Antenna X Pol / 698-960, 1710-2700 MHz / 8, 9 dBi / H 60?, V 60? | RF Ante | RF Anten Outdoor Beam | RF Anten
210 | Ref_1 | GWHPX0505F | Broadradio 3X Pol Panel Stadium Antenna 790-960/1710-2170/2300-2690MHz | RF Ante | RF Anten Outdoor 3X | RF Anten
210 | Ref_1 | K 728 684 | Antenna Kathrein Special 36 Deg 17.5 dBi (KRE 101 1785/1) | RF Ante | RF Anten | RF Anten
210 | Ref_1 | K 728 685 | Antenna Kathrein Special 36 Deg 14.5 dBi. | RF Ante | RF Anten Outdoor | RF Anten
210 | Ref_1 | K 729 631 | Antenna Kathrein Special 65 Deg 5 dBi | RF Ante | RF Anten | RF Anten
210 | Ref_1 | K 729 931 | Antenna Kathrein Special 65 Deg 5 dBi (Bi-Directional Antenna) | RF Ante | RF Anten Outdoor | RF Anten
210 | Ref_1 | K 730 360 | Antenna Kathrein Eurocell 65 Deg 12.5 dBi | RF Ante | RF Anten Outdoor | RF Anten
210 | Ref_1 | K 730 368 | Antenna Kathrein Eurocell 65 Deg 15.5 dBi = K 732 448 | RF Ante | RF Anten Outdoor | RF Anten
210 | Ref_1 | K 730 374 | Antenna Kathrein Eurocell 120 Deg 13 dBi (KRE 101 1698/1) | RF Ante | RF Anten Panel | RF Anten
210 | Ref_1 | K 730 376 | Antenna Kathrein Eurocell 65 Deg 18.5 dBi V Pol (muadili: KRE 101 1407/1) | RF Ante | RF Anten Outdoor | RF Anten
210 | Ref_1 | K 730 382 | Antenna Kathrein Eurocell 120 Deg 16 dBi (KRE 101 1699/1) | RF Ante | RF Anten Outdoor | RF Anten
210 | Ref_1 | K 730 676 | Antenna Kathrein Eurocell 65 Deg 9 dBi V Pol | RF Ante | RF Anten Outdoor | RF Anten
210 | Ref_1 | K 730 691 | Antenna Kathrein VPol panel 870-960 65 deg 17 dBi (KRE 101 1416/1). | RF Ante | RF Anten VPol | RF Anten
210 | Ref_1 | K 732 433 | Antenna Kathrein Eurocell 65 Deg 18.5 dBi | RF Ante | RF Anten | RF Anten
210 | Ref_1 | K 732 448 | Antenna Kathrein Eurocell 65 Deg 15.5 dBi V Pol =K730 368 | RF Ante | RF Anten Outdoor | RF Anten
210 | Ref_1 | K 732 689 | Antenna Kathrein VPol Panel 900 65 deg 18 dBi 6 deg T | RF Ante | RF Anten VPol | RF Anten
210 | Ref_1 | K 732 691 | Antenna V Pol. 6 Deg Elec.Tilt 15.5 dBi. | RF Ante | RF Anten VPol | RF Anten
210 | Ref_1 | K 734 688 | Antenna Kathrein Eurocell 65 Deg 18.5 dBi | RF Ante | RF Anten | RF Anten
210 | Ref_1 | K 735 727 | Antenna Kathrein Special 20 Deg 16.5 dBi | RF Ante | RF Anten Outdoor | RF Anten
210 | Ref_1 | K 736 622 | Antenna Flat 90 Deg 7.5 dBi | RF Ante | RF Anten Panel | RF Anten
210 | Ref_1 | K 737 547 | Antenna Kathrein VPol Panel 870-960 65 deg 17 dBi 9 deg T | RF Ante | RF Anten VPol | RF Anten
210 | Ref_1 | K 737 735 | Antenna Kathrein Eurocell 65 Deg 15 dBi 12 Deg Elc. Tilt | RF Ante | RF Anten | RF Anten
210 | Ref_1 | K 738 145 | Antenna Kathrein 3 Sector 90 Deg 12.5 dBi | RF Ante | RF Anten Panel | RF Anten
210 | Ref_1 | K 738 445 | Kathrein Special In/Outdoor Bi-Directional Antenna 65° 790-960/1710-2170MHz 5/6.5dBi (DIN-connector) | RF Ante | RF Anten | RF Anten
210 | Ref_1 | K 738 446 | Kathrein Special In/Outdoor Bi-Directional Antenna 65° 790-960/1710-2170MHz 5/6.5dBi | RF Ante | RF Anten Bi-Directional | RF Anten
210 | Ref_1 | K 738 819 | Antenna Kathrein Dual Pol. 15.5dBi | RF Ante | Dual Pol Anten | RF Anten
210 | Ref_1 | K 739 619 | Antenna Kathrein Dual Pol. 65 Deg 9 dBi (muadili: KRE 101 1744/1) | RF Ante | RF Anten Outdoor | RF Anten
210 | Ref_1 | K 739 620 | Antenna Kathrein Dual Pol. 65 Deg 12.5 dBi | RF Ante | RF Anten Outdoor | RF Anten
210 | Ref_1 | K 739 622 | Antenna Kathrein Dual Pol. 65 Deg 15.5 dBi (KRE 101 1797/1) | RF Ante | RF Anten Outdoor | RF Anten
210 | Ref_1 | K 739 623 | Antenna Kathrein Dual Pol. 65 Deg 17 dBi (KRE 101 1798/1) | RF Ante | RF Anten Dual Band | RF Anten
210 | Ref_1 | K 739 624 | Antenna Kathrein Dual Pol. 65 Deg 18 dBi (KRE 101 1420/1) | RF Ante | RF Anten Outdoor | RF Anten
210 | Ref_1 | K 739 632 | Antenna Dual Pol. 6 Deg Elec.Tilt 15 dBi (KRE 101 1745/1) | RF Ante | RF Anten Outdoor | RF Anten
210 | Ref_1 | K 739 633 | Antenna Dual Pol. 12 Deg Elec.Tilt 15.5 dBi (KRE 101 1874/1) | RF Ante | RF Anten Outdoor | RF Anten
210 | Ref_1 | K 739 634 | Antenna Kathrein XPol A-Panel 806/960 65 deg 17 dBi 6 deg T (KRE 101 1740/1). | RF Ante | RF Anten Xpol | RF Anten
210 | Ref_1 | K 739 684 | Antenna Kathrein Dual Pol. 65 Deg 15.5 dBi 0-14 dBi Electrical Tilt (muadili: KRE 101 1975/1) | RF Ante | RF Anten Outdoor | RF Anten
210 | Ref_1 | K 739 685 | Antenna Kathrein XPol 806-960 65 deg 16.5 dBi (KRE 101 1974/1) | RF Ante | RF Anten Xpol | RF Anten
210 | Ref_1 | K 739 686 | Antenna Kathrein XPol 806-960 65 deg 17.5 dBi (KRE 101 1973/1) | RF Ante | RF Anten Outdoor | RF Anten
210 | Ref_1 | K 741 717 | Antenna Kathrein Dual Pol. 35 Deg 15.5 dBi (KRE 101 1894/1) | RF Ante | RF Anten Outdoor | RF Anten
210 | Ref_1 | K 741 718 | Antenna Kathrein Dual Pol. 35 Deg 18.5 dBi (K 800 10141 KODU SEÇİNİZ) | RF Ante | RF Anten Outdoor | RF Anten
210 | Ref_1 | K 741 785 | X-Pol A-Panel 30Deg 21dBi | RF Ante | RF Anten XPol | RF Anten
210 | Ref_1 | K 742 215 | KATHREIN ANTENNA (U,X,65°,6.2°,18dBi,0°-10°T,1.3m/0.2m) | RF Ante | RF Anten Outdoor | RF Anten
210 | Ref_1 | K 742 215V01 | Kathrein Antenna Kit U,X,64°,6.4°,18dBi,0°-10°T,1.3/0.2m incl. Clamp 2x738546 | RF Ante | RF Anten | RF Anten
210 | Ref_1 | K 742 222 | Kathrein dual-bandntenna with integrated combiner (DXX64 /60 30 /17.5 11.8/13.6 dBi0 /0 T C0.6/0.3m) | RF Ante | RF Anten Outdoor | RF Anten
210 | Ref_1 | K 742 223 | Kathrein dual-bandntenna with integrated combiner (DXX65 /63 14.5 /6.8 14/17dBi0 -14 /0 -8 T C1.3/0.3m) | RF Ante | RF Anten Outdoor | RF Anten
210 | Ref_1 | K 742 224 | Kathrein dual-bandntenna with integrated combiner (DXX65 /63 10 /4.7 16/18.3dBi0 -10 / 0 -6 T C1.9/0.3m) | RF Ante | RF Anten Dual Band | RF Anten
210 | Ref_1 | K 742 226 | Kathrein dual-bandntenna (DXX64 /60 30 /17.5 11.8/13.6dBi0 /0 T0.6/0.3m) | RF Ante | RF Anten Outdoor (Repeater) | RF Anten
210 | Ref_1 | K 742 264 | Kathrein dual-bandntenna (DXX65 / 63 14.5 / 6.8 14/17dBi0 -14 /0 -8 T1.3/0.3m) | RF Ante | RF Anten Outdoor | RF Anten
210 | Ref_1 | K 742 265 | Kathrein dual-bandntenna (DXX65 /63 10 /4.7 16/18.3dBi0 -10 /0 -6 T1.9/0.3m) | RF Ante | RF Anten Dual Band | RF Anten
210 | Ref_1 | K 800 10141 | Antenna Kathrein Dual Pol. 30 Deg 18.5 dBi (KRE 101 1988/1) | RF Ante | RF Anten Outdoor | RF Anten
210 | Ref_1 | K 800 10202 | Antenna Kathrein XPol C-Panel 806-960 65 deg 15.5 dBi 0 deg T (KRE 101 1984/1). | RF Ante | RF Anten Xpol | RF Anten
210 | Ref_1 | K 800 10203 | Antenna Kathrein XPol C-Panel 806-960 66 deg 17 dBi (KRE 101 1986/1) | RF Ante | RF Anten Outdoor | RF Anten
210 | Ref_1 | K 800 10248 | Kathrein Directional Indoor Antenna VPol 806-960/1710-2500 90° 7dBi =KRE 101 2000/1 | RF Ante | RF Anten | RF Anten
210 | Ref_1 | KRC 161 668/1 | Radio 2488 B3;Radio Unit, 1800 MHz | RF Ante | MHz_B3_1800_Aır | RF Anten
210 | Ref_1 | KRC 161 672/1 | Radio 2488 B1;Radio Unit, 2100 MHz | RF Ante | MHz_B1_2100_Aır | RF Anten
210 | Ref_1 | KRD 901 048/4 | AIR 2488 B3A B1A B7P - Anten | RF Ante | MHz_B1_B3 2100_1800_Air | RF Anten
210 | Ref_1 | KRE 101 1903/1 | Single Antenna, X-Pol, 1710-2170 MHz, 0.7 m, MET0-10, 69-64 deg, 14.7-15.2 dBi | RF Ante | RF Anten Outdoor | RF Anten
210 | Ref_1 | KRE 101 1906/1 | Single Antenna, X-Pol, 1710-2170 MHz, 2.0 m, MET0-6, 67-63 deg, 19-19.5 dBi | RF Ante | RF Anten | RF Anten
210 | Ref_1 | KRE 101 1916/1 | Double Antenna, X-pol, 824-960+1710-2180, 68-65/65-63 deg, 1.3 m, 14.0/16.5-17.0 dBi, MET0-14/0-8 | RF Ante | RF Anten Outdoor | RF Anten
210 | Ref_1 | KRE 101 1977/1 | Single Antenna, X-Pol, 1710-2170 MHz, 1.3 m, MET0-8, 36-33 deg, 20.2-20.7 dBi | RF Ante | RF Anten Outdoor | RF Anten
210 | Ref_1 | KRE 101 1985/1 | Single Antenna, X-Pol, 1710-2200 MHz, 65 deg, 18 dBi, MET0-10 (K742 215) | RF Ante | RF Anten Outdoor | RF Anten
210 | Ref_1 | KRE 101 1995/1 | Double Antenna, X-pol, 806-960+1710-2170 MHz, FET0, 65 deg, 11.1-11.8/12.8-13.6 dBi | RF Ante | RF Anten Outdoor | RF Anten
210 | Ref_1 | KRE 101 2249/1 | Antenna 6503;Directional 1710-2180 MHz (Radio 2203), 9-10 di | RF Ante | RF Anten Outdoor | RF Anten
210 | Ref_1 | KRE 101 2250/1 | Antenna 6504;Directional | RF Ante | RF Anten | RF Anten
210 | Ref_1 | MBA6-9F-E-H3-C2-K | 1695-2690 MHz, Ultra Wideband Six Beam Antenna | RF Ante | RF Anten Outdoor Beam | RF Anten
210 | Ref_1 | MS-12H180 | MATSING 12 BEAM HIGH BAND ANTENNA | RF Ante | RF Anten | RF Anten
210 | Ref_1 | ODDI-032R20J02-G | Outdoor Directional Twin-beam Antenna | RF Ante | RF Anten Outdoor Beam | RF Anten
210 | Ref_1 | ODI-065R12E15KJJ-G | Comba 4X Pol LHHH Anten, 790-960/1710-2170/1710-2690, 65°, 13.5/14.5/15.8/15.8dBi, 0°-14°/0°-10°/0°-10°/0°-10°T, Int.RCU, 0.8m/0.38m | RF Ante | RF Anten Outdoor 4X 7/16 for 4G | RF Anten
210 | Ref_1 | ODI-065R12M15JJJ02-GQ | 4X Pol, 65° 694-960/1710-2690/1710-2690/1710-2690MHz 14.7/17.4/17.9/17.9dBi, E-Tilt: 2-16/2-12/2-12/2-12 | RF Ante | RF Anten Outdoor 4X 4.3 for 4G | RF Anten
210 | Ref_1 | ODI-065R12M15JJJ02-GQ V1 | 4X Pol, 65°694-960/1710-2690/1710-2690/1710-2690MHz14.7/17.4/17.9/17.9dBi, E-Tilt: 2-16/2-12/2-12/2-12 | RF Ante | RF Anten Outdoor 4X 4.3 | RF Anten
210 | Ref_1 | ODI-065R15E18KJJ-G | Comba | RF Ante | RF Anten Outdoor 7/16 for 4G | RF Anten
210 | Ref_1 | ODI-065R15M18JJJ02-G | 4X Pol, 65° 694-960/1710-2690/1710-2690/1710-2690MHz 14.7/17.4/17.9/17.9dBi, E-Tilt: 2-16/2-12/2-12/2-12 | RF Ante | RF Anten Outdoor 4X 7/16 for 4G | RF Anten
210 | Ref_1 | ODI-065R15M18JJJ02-GQ | 4X Pol, 65° 694-960/1710-2690/1710-2690/1710-2690MHz 14.7/17.4/17.9/17.9dBi, E-Tilt: 2-16/2-12/2-12/2-12 | RF Ante | RF Anten Outdoor 4X 4.3 | RF Anten
210 | Ref_1 | ODI-065R15M18JKDKD02-GQ | 6X Pol, 65° 694-960/1710-2690/1710-2170/2490-2690/1710-2170/2490-2690MHz 14.6/17.5/17.0/17.3/17.0/17.3dBi, E-Tilt: 2-16/2-12/2-12/2-12/2-12/2-12 | RF Ante | RF Anten Outdoor 6X 4.3 for 4G | RF Anten
210 | Ref_1 | ODI-065R17M18JJJJ-GQ | 4X Pol, 65° 694-960/1710-2690/1710-2690/1710-2690MHz 14.7/17.4/17.9/17.9dBi, E-Tilt: 2-16/2-12/2-12/2-12 | RF Ante | RF Anten 4x | RF Anten
210 | Ref_1 | ODI2-065R15M18JKD02-GQ | 8X Pol, 65° | RF Ante | RF Anten Outdoor 8X for 4G | RF Anten
210 | Ref_1 | PW 7750.00 / 5750.00 | Powerwave dual-bandntenna (824-9601710-2170XX67 /62 13.7 /6.2 15.2/18dBi2 -12 /0 -8 T1.4/0.3m) | RF Ante | RF Anten Outdoor | RF Anten
210 | Ref_1 | RFW-COCOKNOT EXT. ANT. KABLO | RFWindow CoCoKnot pico repeater ext. antenna RF uzatma kablosu 5m | RF Ante | RF Anten | RF Anten
210 | Ref_1 | S-WAVE 8FW/8FW-65-8D-O1 | Rosenberger MIMO panel antenna 690 - 2700 Mhz N Type female | RF Ante | MIMO Anten | RF Anten
210 | Ref_1 | S-WAVE 8FW/8FW-OD-6-O1 | Rosenberger MIMO omni antenna 690-2700 Mhz N Type Female | RF Ante | RF Anten | RF Anten
210 | Ref_1 | TDJ2016-YG | Tongyu Yagi Antenna (U,V, 25°, 25°, 16dbi,0°T, 1,1m/0,1m) | RF Ante | Repeater Yagi Anten | RF Anten
210 | Ref_1 | TDJ-709012/182014D-65FT0 | Tongyu dual-bandntenna (790-960/1710-2170MHzDXX65 /65 30 /18 12/13.5dBi0 /0 T0.65/0.26m) | RF Ante | RF Anten Dual Band | RF Anten
210 | Ref_1 | TDJ-809014TG | Tongyu Yagi Antenna (G,V, 34°, 30°, 14dbi,0°T, 1,4m/0,2m) | RF Ante | Repeater Anten | RF Anten
210 | Ref_1 | TDJ-809015DME-65P | Antenna Tongyu Dual Pol. 64 Deg 15dBi 0?15 Elect. Tilt | RF Ante | RF Anten Outdoor | RF Anten
210 | Ref_1 | TDJ-90152018D-33FT0 | Tongyu dual-band antenna (D,XX,33°/33°,28°/13°,15/18dBi,0°T,0.6/0.5m) | RF Ante | RF Anten Outdoor | RF Anten
210 | Ref_1 | TDJ-90182021DE-33F | Tongyu dual-bandntenna (DXX33 /33 14 /63 18/21dBi0 -10 /0 -10 T1.3/0.5m) | RF Ante | RF Anten Outdoor | RF Anten
210 | Ref_1 | TDJ-9018AM-65PT0 | Antenna Tongyu V Pol. 65 Deg 18dBi | RF Ante | RF Anten VPol | RF Anten
210 | Ref_1 | TDJS-800/2500-50FT0 | Tongyu stadium antenna (824-960/1710-2500MHz,V,50°/50°,55°/55°,9.8/9.5dBi,0°T,1.3/0.9m) | RF Ante | RF Anten Stadium | RF Anten
210 | Ref_1 | UL2PX206.12R-E2-C | Dar açılı Anten (33 Derece) | RF Ante | Diğer | RF Anten
210 | Ref_1 | UL2PX506R-C | Dar açılı Anten (45 Derece) | RF Ante | Diğer | RF Anten
210 | Ref_1 | ULLPX206R | Dar açili Anten (33 Derece) | RF Ante | RF Anten | RF Anten
210 | Ref_1 | ULLPX506R-C | Dar açili Anten (45 Derece) | RF Ante | RF Anten | RF Anten
210 | Ref_1 | ULPX301.2F-2P | Small Size Multi/Wide-Band Directional X-Pol Outdoor Panel Antenna with Integrated Low-Band/High-Band Combiner | RF Ante | RF Anten Outdoor | RF Anten
210 | Ref_1 | VEGA CC12 ANTENNA | Dual Polarized GSM900 Vega Antenna (G,X,11.5°,11.5°,22.5dBi,ø2.0/1.0m) | RF Ante | RF Anten Outdoor | RF Anten
210 | Ref_1 | VEGA CC12HP | Comarcom dual polarized GSM900 VEGA antenna (G,X,11.5°,11.5°,23dBi,ø2.0m) | RF Ante | RF Anten Outdoor | RF Anten
210 | Ref_1 | VEGA CMP12 | Dual Polarized UMTS Vega Antenna (U, X, 10°, 10°, 23dbi, 0T°, Dia 1m) | RF Ante | RF Anten Outdoor | RF Anten
210 | Ref_1 | VEGA CMP12HP | Comarcom dual polarized UMTS VEGA antenna (U,X,10°,10°,23dBi,ø1.0m) | RF Ante | RF Anten Outdoor | RF Anten
210 | Ref_2 | 21212 | 2100 MHz Same-Band Combiner | Combiner | Same-Band Combiner | RF Anten
210 | Ref_2 | 80902 | 800-900 MHz Dual-Band Combiner | Combiner | Dual Band Combiner | RF Anten
210 | Ref_2 | 23030078 | QUAD-BAND COMBINER,4X200W,7/16DIN-F,OUTD | Combiner | Quad band Combiner 7/16 | RF Anten
210 | Ref_2 | 2X2HYBCOMB23030077 | 2X2 HYBCOMB,694-2700MHZ,2X200W,7/16DIN-F | Combiner | Hybird Combiner 7/16 | RF Anten
210 | Ref_2 | 4X4HYBCOMB23030076 | 4X4 HYBCOMB,694-2700MHZ,4X200W,7/16DIN-F | Combiner | Hybird Combiner 7/16 | RF Anten
210 | Ref_2 | 52031ADD | HYBRID COMBINER 800-2500MHz 7-16 DIN TYPE FEMALE (CPL-100-3-DF-B ) | Combiner | Hybird Combiner 7/16 | RF Anten
210 | Ref_2 | 782 10250 | Kathrein Dual Band Combiner Single Unit, -0.1dB, 470~960/1710~2170MHz, DIN-Female, Outdoor, 650W | Combiner | Dual Band Combiner | RF Anten
210 | Ref_2 | 782 10644 | quad-band combiner 690-2790 Mhz Combiner | Combiner | Quad band Combiner | RF Anten
210 | Ref_2 | 782 10662 | Kathrein Dual Band Combiner Single Unit, -0.1dB, 470~960/1710~2170MHz, DIN-Female, Outdoor, 650W | Combiner | Dual Band Combiner | RF Anten
210 | Ref_2 | AXELL3GMCM | AXELL 4x4 Hybrid Matrix Combiner MCM, 800~2200MHz, DIN-Female, Square Type (kare şekli) | Combiner | Combiner | RF Anten
210 | Ref_2 | CM-AE2D-OD1 | 800/900 Dual band DC-Stop Combiner | Combiner | Dual Band Combiner 7-16 DIM U900-LTE 800 | RF Anten
210 | Ref_2 | CM-AE2D-OD2 | 800/900 Dual Band (800 DC-bypass / 900 DC-stop) Combiner | Combiner | Dual Band Combiner 4.3 10 U900-LTE 800 | RF Anten
210 | Ref_2 | CM-FDWY4-OD8 | Comba Quad band combiner N female | Combiner | Quad band Combiner | RF Anten
210 | Ref_2 | CM-KY2D-OD1B | 1800/2600 Dual Band DC-Stop Combiner | Combiner | Dual Band Combiner 7-16 DIM LTE 1800-2600 | RF Anten
210 | Ref_2 | CM-KY2D-OD2B | Just 1800 Dual Band DC-bypass Combiner | Combiner | Dual Band Combiner 4.3 10 LTE 1800-2600 | RF Anten
210 | Ref_2 | CPL03ADA011 | HYBRID COMBINER 698-2700MHz 7-16 DIN TYPE FEMALE | Combiner | Hybird Combiner 7/16 | RF Anten
210 | Ref_2 | D23030576 | 4X4 HYBCOMB,694-2700MHZ,4X200W,7/16DIN-F | Combiner | Hybird Combiner 7/16 | RF Anten
210 | Ref_2 | D23030577 | 2X2 HYBCOMB,694-2700MHZ,2X200W,7/16DIN-F | Combiner | Hybird Combiner 7/16 | RF Anten
210 | Ref_2 | E15V67P15 | ANDREW 16-4 Point of Interface Combiner Inputs (900x8, 1800x4 2100x4 inputs) | Combiner | Combiner | RF Anten
210 | Ref_2 | FHTC-1920-2170-2-200M01/W | Fiberhome 2100MHz Same-Band Combiner, 4.3-10 Female, DC-Stop | Combiner | Same-Band Combiner 4.3-10 | RF Anten
210 | Ref_2 | H4X4CPUN | Andrew 4x4 Hybrid Matrix Combiner MCM, 800~2200MHz, N-Female, Square Type (kare şekli) | Combiner | Hybird Combiner | RF Anten
210 | Ref_2 | HMP-6-8F-DF-01 | Wide band MCM (698-2700 Mhz) 500W | Combiner | MCM Combiner | RF Anten
210 | Ref_2 | HXCF-1710-2690-2-300M01/W | Fiberhome 1800/2100-2600MHz Dual-Band Combiner, 4.3-10 Female, DC-Stop | Combiner | Dual Band Combiner 4.3-10 | RF Anten
210 | Ref_2 | J.DPLX.MDF.DUL | JMX 800/900MHz Dual-Band Combiner, 4.3-10 Female, DC-Stop | Combiner | Dual Band Combiner 4.3-10 | RF Anten
210 | Ref_2 | J.TRPLX.DF.DUL.2 | JMX 1800-2100/2600MHz Dual-Band Combiner, 4.3-10 Female, DC-Stop | Combiner | Dual Band Combiner 4.3-10 | RF Anten
210 | Ref_2 | J.TRPLX.MDF.DUL.2 | JMX 1800-2100/2600MHz Dual-Band Combiner, 4.3-10 Female, DC-Stop | Combiner | Dual Band Combiner 4.3-10 | RF Anten
210 | Ref_2 | K 782 10250 | Kathrein Dual Band Combiner Single Unit, -0.1dB, 470~960/1710~2170MHz, DIN-Female, Outdoor, 650W | Combiner | Dual Band Combiner | RF Anten
210 | Ref_2 | K 782 10534 | Kathrein MCM Female Oblong DIN Type Hybrid Combiner 4:4 698 ? 2690 MHz 4 x 150 W | Combiner | Hybird Combiner | RF Anten
210 | Ref_2 | KRF 102 272/4 | Diplex filter, 806-960+1710-2200 MHz, double unit, low band DC-block | Combiner | Diplex Low Band Combiner | RF Anten
210 | Ref_2 | KRF 111 53/2 | Hybrid Combiner 800-2200 Mhz, 50 Ohm,3.1 dB | Combiner | Hybird Combiner | RF Anten
210 | Ref_2 | KRY 101 1535/1 | CU Combiner Unit | Combiner | CDU | RF Anten
210 | Ref_2 | KRY 101 1841/1 | Ericsson Multicasting Matrix 806-960MHz | Combiner | MCM Combiner | RF Anten
210 | Ref_2 | MUL082244A | LS 4x4 Hybrid Matrix Combiner MCM, 800~2200MHz, N-Female, Oblong (dikdörtgen şekli) | Combiner | Hybird Combiner | RF Anten
210 | Ref_2 | MUL-0827-44A | LS 4x4 Hybrid Matrix Combiner MCM, 800~2700MHz, N-Female, Square Type (kare şekli) | Combiner | Hybird Combiner | RF Anten
210 | Ref_2 | MUL-0827-44D | LS 4x4 Hybrid Matrix Combiner MCM, 800~2700MHz, DIN-Female, Oblong (dikdörtgen şekli) | Combiner | MCM Combiner | RF Anten
210 | Ref_2 | NTM/KRF 201 143/1 | Hybrid Combiner 3 dBi (KRF 111 53/2) | Combiner | Hybird Combiner | RF Anten
210 | Ref_2 | QCB-DL-MDF-01D | 1800-2100/2600 Dual Band DC-Stop Combiner | Combiner | Dual Band Combiner | RF Anten
210 | Ref_2 | QCB-GDWL-DF-01 | QUAD-BAND COMBINER,4X200W,7/16DIN-F,OUTD | Combiner | Quad band Combiner 7/16 | RF Anten
210 | Ref_2 | QCB-GDWL-MDF-01 | QUAD-BAND COMBINER,4X200W,4.3-10-F,OUTD | Combiner | Quad band Combiner 4.3-10 | RF Anten
210 | Ref_2 | QCB-WL-MDF-01D | 1800/2100-2600 Dual Band DC-Stop Combiner | Combiner | Dual Band Combiner | RF Anten
210 | Ref_2 | QHC-3-1F-DF-01 | 2X2 HYBCOMB,694-2700MHZ,2X200W,7/16DIN-F | Combiner | Hybird Combiner 7/16 | RF Anten
210 | Ref_2 | QHC-3-2F-MDF-01 | 2X2 HYBCOMB,694-5000MHZ,2X200W,4.3-10-F | Combiner | Hybird Combiner 4.3-10 | RF Anten
210 | Ref_2 | QHM-6-1F-DF-01 | 4X4 HYBCOMB,694-2700MHZ,4X200W,7/16DIN-F | Combiner | Hybird Combiner 7/16 | RF Anten
210 | Ref_2 | QUADBCOMB23030078 | QUAD-BAND COMBINER,4X200W,7/16DIN-F,OUTD | Combiner | Quad band Combiner 7/16 | RF Anten
210 | Ref_2 | R-HY44DB | RFTIME Hybrid Matrix Combiner MCM, 698~2700MHz, DIN-Female, Oblong (dikdörtgen şekli) | Combiner | Hybird Combiner | RF Anten
210 | Ref_2 | R-HY44NB | RFTIME Hybrid Matrix Combiner MCM, 698~2700MHz, N-Female, Oblong (dikdörtgen şekli) | Combiner | Hybird Combiner | RF Anten
210 | Ref_2 | SBC-21 | Same band Combiner 2100 | Combiner | Same-Band Combiner 7-16 | RF Anten
210 | Ref_3 | 23030082 | 100W TERMINATOR,0-3000MHZ,7/16DIN-M,OUTD | Terminatör | Terminatör | RF Anten
210 | Ref_3 | 23030092 | 200W TERMINATOR,0-3000MHZ,7/16DIN-M,OUTD | Terminatör | Terminatör | RF Anten
210 | Ref_3 | 100WLOADPD080210 | 100W TERMINATOR,0-3000MHZ,7/16DIN-M,OUTD | Terminatör | Terminatör | RF Anten
210 | Ref_3 | 200WLOADPD080211 | 200W TERMINATOR,0-3000MHZ,7/16DIN-M,OUTD | Terminatör | Terminatör | RF Anten
210 | Ref_3 | 52030AGF | PST 1/2" - 7/8" Termination (Sonlandırma) | Terminatör | Terminatör | RF Anten
210 | Ref_3 | 52031ADE | TERMINATOR 50W 7-16 DIN TYPE MALE(L-DL-50-DM ) | Terminatör | Terminatör | RF Anten
210 | Ref_3 | K 62 26 301 | Terminator 50W N-FEMALE (ZYA 402 02/1) | Terminatör | Terminatör | RF Anten
210 | Ref_3 | L-200-DM | 200 W DIN Type terminator | Terminatör | Terminatör | RF Anten
210 | Ref_3 | LD-100DM | 100W DIN type Male terminator | Terminatör | Terminatör | RF Anten
210 | Ref_3 | LD50NM | TERMINATOR 50W 7-16 N-TYPE MALE | Terminatör | Terminatör | RF Anten
210 | Ref_3 | QTL-100-DF-01 | 100W TERMINATOR,0-3000MHZ,7/16DIN-M,OUTD | Terminatör | Terminatör | RF Anten
210 | Ref_3 | QTL-200-DF-01 | 200W TERMINATOR,0-3000MHZ,7/16DIN-M,OUTD | Terminatör | Terminatör | RF Anten
210 | Ref_3 | REM-INF5100-EVOX3 | iDirect Remote Satellite Terminal | Terminatör | TERMİNAL | RF Anten
210 | Ref_3 | R-TM50NA | RFTIME Terminator, 0~3000MHz, N-Female, Outdoor 50W | Terminatör | Diğer | RF Anten
210 | Ref_3 | T-25-NM | Commscope 25 W terminator N Type Male | Terminatör | Diğer | RF Anten
210 | Ref_3 | UML 901 12/1 | TERMINATOR, 50W, N-female (K 62 26 301) | Terminatör | Terminatör | RF Anten
210 | Ref_3 | ZYA 402 02/1 | TERMINATOR, 50w, N (female) (K 62 26 301) | Terminatör | Terminatör | RF Anten
210 | Ref_4 | 52031ADF | TWIN TMA (SINGLE HOUSING)(E15R01P88) | Anten Yansıtıcı Levha | TMA | RF Anten
210 | Ref_4 | 52031ADG | TMA CONTROL MODULE ( FOR 3 SECTOR)(D54G01P83) | Anten Yansıtıcı Levha | TMA İç Birim | RF Anten
210 | Ref_4 | KRY 101 1924/1 | TMA EXTERNAL CONTROL MODULE | Anten Yansıtıcı Levha | Diğer | RF Anten
210 | Ref_4 | KRY 112 14/12 | TMA 900 Dual Dublex 890-915 Mhz | Anten Yansıtıcı Levha | TMA | RF Anten
210 | Ref_4 | KRY 112 42/4 | AMPLIFIER/ASC; ANTENNA SYSTEM CONTROLLER | Anten Yansıtıcı Levha | TMA-ASC | RF Anten
210 | Ref_4 | KRY 112 87/1 | ddTMA, Bypass | Anten Yansıtıcı Levha | TMA | RF Anten
210 | Ref_4 | SDK 107 881/1 | TMA/CM Board | Anten Yansıtıcı Levha | Diğer | RF Anten
210 | Ref_5 | 737 976 | Tilt Brackets | Tilt Aparatı | Tilt Aparatı 264 Anten Tipi için | RF Anten
210 | Ref_5 | 737 978 | Tilt Brackets | Tilt Aparatı | Tilt Aparatı | RF Anten
210 | Ref_5 | PW 7750.00 / 5750.00 BRACKET | Powerwave 7750.00 / 5750.00 dual-band antenna tilt bracket / tilt aparatı | Tilt Aparatı | Tilt Aparatı | RF Anten
210 | Ref_6 | 733 736 | Pole Bracket for K 728 684 & K 728 685 | Pol Bracket | Pole Bracket | RF Anten
210 | Ref_6 | 738 546 | Single clamp for Panels / Logper antenna for 50-150 mm dia | Pol Bracket | Anten Bracket 264 Anten tipi için | RF Anten
212 | Ref_1 | 901801065 | 60 cm. Radom ısıtıcı | Radom Dış Birim | Radon Isıtıcı | TR_RL
212 | Ref_1 | 901801067 | 120 cm. Radom ısıtıcı. | Radom Dış Birim | Radon Isıtıcı | TR_RL
212 | Ref_1 | 9018011103 | 20 cm. Radom Isıtıcı | Radom Dış Birim | Radon Isıtıcı | TR_RL
212 | Ref_1 | 9018011104 | 30 cm. Radom Isıtıcı | Radom Dış Birim | Radon Isıtıcı | TR_RL
212 | Ref_1 | 51130AIS | 60 cm RAU 1 ML anteni icin isi sensorlu isiticili radom R1 60 | Radom Dış Birim | Radon Isıtıcı | TR_RL
212 | Ref_1 | 51130AJH | 60 cm RAU 1 MLnteni icin isi sensorlu isiticili polikarbon radom R1 60 | Radom Dış Birim | Radon Isıtıcı | TR_RL
212 | Ref_1 | 51130AJJ | 60 cm RAU 2 MLnteni icin isi sensorlu isiticili polikarbon radom R2 60 | Radom Dış Birim | Radon Isıtıcı | TR_RL
212 | Ref_1 | 51130AJL | 30 cm RAU 2 MLnteni icin isi sensorlu isiticili polikarbon radom R2 30 | Radom Dış Birim | Radom | TR_RL
212 | Ref_1 | 51130AJP | 120 cm RAU 1 MLnteni icin isi sensorsuz isiticili polikarbon radom R1 120 1 | Radom Dış Birim | Radom | TR_RL
212 | Ref_1 | 51130AJR | 120 cm RAU 2 MLnteni icin isi sensorlu isiticili polikarbon radom R2 120 | Radom Dış Birim | Radon Isıtıcı | TR_RL
212 | Ref_1 | 51130AKD | 60 cm.lik NECnten icin sensorlu rezistans ısıtıcılı polikarbon radom_ANDREW | Radom Dış Birim | Radon Isıtıcı | TR_RL
212 | Ref_1 | 51130AKE | 60 cm.lik NECnten icin sensorlu rezistans isiticili polikarbon radom_RFS | Radom Dış Birim | Radom | TR_RL
212 | Ref_2 | 51130AJB | Bir ısıtıcılı radom icinC/DC ic unite(KM1.1) | KM1 | Radon Isıtıcı | TR_RL
212 | Ref_3 | 51130AJC | iki ısıtıcılı radom icinC/DC ic unite(KM2) | KM2 | Radon Isıtıcı | TR_RL
212 | Ref_4 | 51130AJD | On isiticili radom icinC ic unite(KM3) | KM3 | Radon Isıtıcı | TR_RL
212 | Ref_5 | 51130AJE | Alti isiticili radom icin 48 VDC ic unite KM4 | KM4 | Diğer | TR_RL
212 | Ref_6 | 51130AJT | KM 5 INDOOR EKIPMANI. | KM5 Radom İç Birim | Radon Isıtıcı | TR_RL
213 | Ref_1 | UKL 401 63/72 | RAU2 X 23/72 | RAU | 23 GHZ - RAU | TR_RL
213 | Ref_1 | UKL 401 63/73 | RAU2 X 23/73 | RAU | 23 GHZ - RAU | TR_RL
213 | Ref_1 | UKL 401 63/76 | RAU2 X 23/76 | RAU | 23 GHZ - RAU | TR_RL
213 | Ref_1 | UKL 401 63/76HP | RAU2X 23/76 HP | RAU | 23 GHZ - RAU | TR_RL
213 | Ref_1 | UKL 401 63/78 | RAU2 X 23/78 | RAU | 23 GHZ - RAU | TR_RL
213 | Ref_1 | UKL 401 63/78HP | RAU2X 23/78 HP | RAU | 23 GHZ - RAU | TR_RL
213 | Ref_1 | UKL 401 63/A02HP | RADIO UNIT/RAU2 X 23/A02 HP KIT | RAU | 23 GHZ - RAU | TR_RL
213 | Ref_1 | UKL 401 63/A06HP | RADIO UNIT/RAU2 X 23/A06 HP KIT | RAU | 23 GHZ - RAU | TR_RL
213 | Ref_1 | UKL 401 66/22 | RAU2 X 10/22 | RAU | 10 GHZ - RAU X | TR_RL
213 | Ref_1 | UKL 401 66/22HP | RAU2 X 10/22 HP Kit | RAU | 10 GHZ - RAU X | TR_RL
213 | Ref_1 | UKL 401 66/26 | RAU2 X 10/26 | RAU | 10 GHZ - RAU X | TR_RL
213 | Ref_1 | UKL 401 66/26HP | RAU2 X 10/26 HP Kit | RAU | 10 GHZ - RAU X | TR_RL
213 | Ref_1 | UKL 401 66/A22HP | RAU2 X 10/A22 HP Kit | RAU | 10 GHZ - RAU X | TR_RL
213 | Ref_1 | UKL 401 66/A26HP | RAU2 X 10/A26 HP Kit | RAU | 10 GHZ - RAU X | TR_RL
213 | Ref_1 | UKL 401 68/61HP | RAU2 X 15/61HP | RAU | 15 GHZ - RAU | TR_RL
213 | Ref_1 | UKL 401 68/68HP | RAU2 X 15/68HP | RAU | 15 GHZ - RAU | TR_RL
213 | Ref_1 | UKL 401 68/A01HP | RAU2 X 15/A01 HP kit | RAU | 15 GHZ - RAU | TR_RL
213 | Ref_1 | UKL 401 68/A05HP | RAU2 X 15/A05 HP kit | RAU | 15 GHZ - RAU | TR_RL
213 | Ref_1 | UKL 401 72/12 | RAU2 X 38/12 kit, 128QAM | RAU | 38 GHZ - RAU | TR_RL
213 | Ref_1 | UKL 401 72/16 | RAU2 X 38/16 kit, 128QAM | RAU | 38 GHZ - RAU | TR_RL
213 | Ref_1 | UKL 401 72/A11 | RAU2 X 38/A11 Kit | RAU | 38 GHZ - RAU | TR_RL
213 | Ref_1 | UKL 401 72/A15 | RAU2 X 38/A15 Kit | RAU | 38 GHZ - RAU | TR_RL
213 | Ref_1 | UKL 401 75/52 | RAU2X 26/52 | RAU | 26 GHZ - RAU | TR_RL
213 | Ref_1 | UKL 401 75/56 | RAU2 X 26/56 | RAU | 26 GHZ - RAU | TR_RL
213 | Ref_1 | UKL 401 75/A01 | RAU2 X 26/A01 Kit | RAU | 26 GHZ - RAU | TR_RL
213 | Ref_1 | UKL 401 75/A05 | RAU2 X 26/A05 Kit | RAU | 26 GHZ - RAU | TR_RL
213 | Ref_1 | UKL 402 10/22H | MINI-LINK 6363 10/22H | RAU | 10 GHZ - RAU | TR_RL
213 | Ref_1 | UKL 402 10/22L | MINI-LINK 6363 10/22L | RAU | 10 GHZ - RAU | TR_RL
213 | Ref_1 | UKL 402 13/01H | MINI-LINK 6363 15/01H | RAU | 15 GHZ - RAU | TR_RL
213 | Ref_1 | UKL 402 13/01L | MINI-LINK 6363 15/01L | RAU | 15 GHZ - RAU | TR_RL
213 | Ref_1 | UKL 402 15/02H | MINI-LINK 6363 23/02H | RAU | 23 GHZ - RAU | TR_RL
213 | Ref_1 | UKL 402 15/02L | MINI-LINK 6363 23/02L | RAU | 23 GHZ - RAU | TR_RL
213 | Ref_1 | UKL 402 17/01H | MINI-LINK 6363 26/01H | RAU | 26 GHZ - RAU | TR_RL
213 | Ref_1 | UKL 402 17/01L | MINI-LINK 6363 26/01L | RAU | 26 GHZ - RAU | TR_RL
213 | Ref_1 | UKL 402 20/11H | MINI-LINK 6363 38/11L 38 GHz RAU HIGH | RAU | 38 GHZ - RAU | TR_RL
213 | Ref_1 | UKL 402 20/11L | MINI-LINK 6363 38/11L 38 GHz RAU LOW | RAU | 38 GHZ - RAU | TR_RL
213 | Ref_1 | UKL 501 57/21H | MINI-LINK 6352 80/21H | RAU | 80 GHZ - RAU | TR_RL
213 | Ref_1 | UKL 501 57/21L | MINI-LINK 6352 80/21L | RAU | 80 GHZ - RAU | TR_RL
213 | Ref_1 | UKL 601 112/72HP | RAU2 N 23/72 HP, C-QPSK - 128QAM | RAU | 23 GHZ - RAU | TR_RL
213 | Ref_1 | UKL 601 112/73HP | RAU2 N 23/73 HP, C-QPSK - 128QAM | RAU | 23 GHZ - RAU | TR_RL
213 | Ref_1 | UKL 601 114/12 | RAU2 N 38/12, 128QAM | RAU | 38 GHZ - RAU | TR_RL
213 | Ref_1 | UKL 601 114/16 | RAU2 N 38/16, 128QAM | RAU | 38 GHZ - RAU | TR_RL
213 | Ref_2 | SXK 111 511/1 | Connector Kit for 10mm radio cable (RAU ile beraber alınır) | RAU Konnektör | Connector For RAU | TR_RL
213 | Ref_3 | SXK 111 514/3 | Earthing Set 2 Meter (for RAU). | Toprak Kablosu | Toprak Kablosu (For Rau) | TR_RL
214 | Ref_1 | 24022435 | Leoch 150AH FT12-150 | Akü | Akü-12 | Akü
214 | Ref_1 | 24022753 | Leoch 150AH FT12-150 | Akü | Akü-12 | Akü
214 | Ref_1 | 12 CP 50 | Akü 12 V 50 Ah TRI Battery | Akü | Akü-12 | Akü
214 | Ref_1 | 12V100AH | AKU 12V 100Ah UZUN TIP | Akü | Akü-12 | Akü
214 | Ref_1 | 12V100AH-C | AKU 12V 100Ah UZUN TIP | Akü | Akü-12 | Akü
214 | Ref_1 | 12V100AH-I | 12V100AH uzun tip akü ? INCI aku | Akü | Akü-12 | Akü
214 | Ref_1 | 12V100AH-M | AKU 12V 100Ah UZUN TIP | Akü | Akü-12 | Akü
214 | Ref_1 | 12V100AH-S | AKU 12V 100Ah KISA TIP | Akü | Akü-12 | Akü
214 | Ref_1 | 12V100AH-SL | 12V100AH Kısa Tip Leoch battery | Akü | Akü-12 | Akü
214 | Ref_1 | 12V100AH-SM | 12V100AH Mutlu Kısa Tip Aku | Akü | Akü-12 | Akü
214 | Ref_1 | 12V100AH-SN | 12V100AH NARADA Kısa Tip Aku | Akü | Akü-12 | Akü
214 | Ref_1 | 12V110AH-S | RITAR AKU 12 V 110 AH | Akü | Akü-12 | Akü
214 | Ref_1 | 12V150AH-F | 12V150AH AKU FENGFAN (ÜRETİCİ KODU: 6-XFM-150-GEL) | Akü | Akü-12 | Akü
214 | Ref_1 | 12V150AH-M | 12V150AH AKU MUTLU | Akü | Akü-12 | Akü
214 | Ref_1 | 12V150AH-R | 12V150AH aku ChinaShoto | Akü | Akü-12 | Akü
214 | Ref_1 | 12V150AH-W | 12V150AH AKU WOLONG | Akü | Akü-12 | Akü
214 | Ref_1 | 12V150AH-Y | 12V150AH AKU YIGIT | Akü | Akü-12 | Akü
214 | Ref_2 | 52090AAS | Akü Bağlantı Aparatı | Akü Kemeri | Akü Kemeri | Akü
214 | Ref_3 | 52020AKG | Outdoor Kabinet Akü Koruma Aparatı | Akü Koruma | Akü Kilit Koruma | Akü
215 | Ref_1 | NWA-091027-AA5 | iPASOLINK iX MDU (1+1 or 2+0, XPIC 2 xModem) w/o Bracket Kit - AA5 | MDU5 | Nec / MDU5 | TR_NEC
215 | Ref_2 | GXA-002602 | PS connector for iPASO iX Power | Enerji Konnektör_5 | Nec / MDU5 Enerji Konnektörü | TR_NEC
216 | Ref_1 | BKV 106 137/1 | Radio Fan Assembly | Fan 800 | RRU FAN 4G 800 Fan | RRU
216 | Ref_2 | KRC 161 549/1 | Radio 2217 B20;Radio Unit | RRU 800 | MHz_B20_800_N2X | RRU
217 | Ref_1 | BKV 106 208/1 | Fan assembly, Radio 2212 | Fan 1800_2600 | RRU FAN 4G 1800-2600 Fan | RRU
217 | Ref_1 | BKV 106 232/1 | FAN/FAN 05: Fan tray, 24 VDC, 1.6 A, 320 | Fan 1800_2600 | RRU Fan | RRU
217 | Ref_2 | KRC 161 637/1 | Radio 4415 B3 (1800MHz) | RRU 1800 | MHz_B3_1800_N4X | RRU
217 | Ref_3 | KRC 161 495/1 | Radio 4415 B7 (2600MHz) | RRU 2600 | MHz_B7_2600_N4X | RRU
218 | Ref_1 | SXA 134 2193/2 | Dummy DUG | DUG Dummy | DUG DUMMY | RBS
218 | Ref_2 | 103/BFL 901 009 | RBS 6601;AGO WCDMA | 6601 Magazin | 6601 Magazin | RBS
218 | Ref_2 | 104/BFL 901 009 | EQUIPPED CABINET/RBS 6601;AGO GSM | 6601 Magazin | 6601 Magazin | RBS
218 | Ref_2 | 305/BFL 901 009 | EQUIPPED CABINET/RBS 6601;AGO GSM | 6601 Magazin | 6601 Magazin | RBS
218 | Ref_2 | 512/BFL 901 009 | EQUIPPED MAGAZINE/RBS 6601;FPP;WCDMA | 6601 Magazin | 6601 Magazin | RBS
218 | Ref_2 | NTM 101 2589/1 | SET OF MATERIALS/Spare part SUP 6601 | 6601 Magazin | 6601 Magazin | RBS
218 | Ref_3 | KDU 137 569/1 | PROCESSOR UNIT DUG 20 | DUG | DUG | RBS
218 | Ref_4 | KDU 137 925/31 | PROCESSOR UNIT/Baseband 5216; Digital Un- | BB | Baseband | RBS
218 | Ref_4 | KDU 137 925/41 | PROCESSOR UNIT/Baseband 5212; Digital Un | BB | Baseband | RBS
218 | Ref_4 | KDU 137 949/1 | PROCESSOR UNIT/Baseband R503; Auxiliary | BB | Baseband | RBS
219 | Ref_1 | 033/BFY 113 0431/W | TN Dummy unit 265 mm | TN Dummy_ 265 | MMU DUMMY | TR_TN
219 | Ref_2 | 5220BMO | TN dummy tam slot dummy kapağı | Dummy Metal | MMU DUMMY METAL | TR_TN
219 | Ref_3 | BFD 599 031/1 | AMM 2p Subrack kit (includes NPU2) . | 2P TN | 2P TN Magazin | TR_TN
219 | Ref_3 | BFD 599 031/2 | AMM 2P B | 2P TN | 2P TN Magazin | TR_TN
219 | Ref_4 | BFD 599 030/2 | AMM 6p B Subrack kit (includes PFU3, FAU2, NPU1 B) . | 6P TN | 6P TN Magazin | TR_TN
219 | Ref_4 | BFD 599 030/3 | AMM 6p C (+24V, -48V) | 6P TN | 6P TN Magazin | TR_TN
219 | Ref_5 | BFD 599 028/1 | AMM 20p Subrack kit (includes NPU, PFU1) | 20P TN | 20P TN Magazin | TR_TN
223 | Ref_1 | 52090AEU | OUTDOOR BACKUP UNITESI 100AH 48V 8100W | 1 Set Akü Dolabı | Akü 1 Set Outdoor 100 (Tip2 1Set 100-150-48V) | Rectifier
223 | Ref_2 | 52090AIC | OUTDOOR RECTIFIER AKU TN KABINETI - 120CM | 120 Dolap | Akü 1 Set Yatık Kabin | Rectifier
223 | Ref_3 | 52090AID | OUTDOOR RECTIFIER AKU TN KABINETI - 150CM | 150 Dolap | Akü 1 Set | Rectifier
223 | Ref_4 | 52020BJN | DELTA RECTIFIER 2U CABINET | Delta 2U | Delta Rectifier 2U - Erişime Uygun Değil | Rectifier
223 | Ref_5 | 52090AHR | ELTEK RECTIFIER 2U CABINET | Eltek 2U | Eltek Rectifier 2U - Erişime Uygun | Rectifier
223 | Ref_6 | 52090AIG | HUAWEI HE RECTIFIER 2U CABINET | Huawei 2U Rectifier | Huawei Rectifier 2U - Erişime Uygun | Rectifier
225 | Ref_1 | KDU 137 569/1 | PROCESSOR UNIT DUG 20 | DUG | DUG | RBS
225 | Ref_2 | 52041ADP | FLASH CARD (YERLI) | Flash Kart | Flash Kart | RBS
225 | Ref_2 | KDR 109 61/6256 | MICROCIRCUIT/FLASH ATA 256M 5.5V 3.3 | Flash Kart | DUG Flash Kart | RBS
225 | Ref_2 | KDR 109 61/932 | Flash Card With Software | Flash Kart | DUG Flash Kart | RBS
225 | Ref_2 | LZY 213 2010/1 | Flash card with software | Flash Kart | DUG Flash Kart | RBS
225 | Ref_2 | LZY 213 2010/2 | MICROCIRCUIT/FLASH ATA 256M 5.5V 3.3 | Flash Kart | DUG Flash Kart | RBS
226 | Ref_1 | RPM 777 279/01000 | Primary DU RI F ? Secondary DU RI F | DU RI F | Digital Unit DU RI F Cable | RBS 6601
226 | Ref_2 | RPM 777 263/01000 | Primary DU RI IDL ? Secondary DU RI IDL | DU RI IDL | Digital Unit DU RI IDL Cable | RBS 6601
226 | Ref_3 | KDU 127 161/2 | DUW 20 01; Digital Unit | DUW | DUW | RBS 6601
226 | Ref_3 | KDU 127 161/3 | DUW 30 Digital Unit | DUW | DUW | RBS 6601
226 | Ref_3 | KDU 127 174/3 | DUW 31 | DUW | DUW | RBS 6601
226 | Ref_3 | KDU 127 174/4 | DUW41 | DUW | DUW | RBS 6601
230 | Ref_1 | SEB 112 1050/08 | RBS 2102 | RBS 2102 | RBS 2102 | RBS 2102
230 | Ref_2 | BFL 107 103/1 | Subrack 2202 | Subrack | Subrack | RBS 2102
230 | Ref_2 | BFL 107 103/12 | Subrack | Subrack | Subrack | RBS 2102
230 | Ref_2 | BFL 107 103/13 | Subrack | Subrack | Subrack | RBS 2102
230 | Ref_2 | BFL 119 311/1 | Magazine | Subrack | Diğer | RBS 2102
230 | Ref_2 | BFL 119 311/2 | Magazine | Subrack | Diğer | RBS 2102
230 | Ref_2 | BFL 119 80/3 | Subrack TRU | Subrack | Subrack | RBS 2102
230 | Ref_2 | N-TCELL | Turkcell Magazin | Subrack | Diğer | RBS 2102
230 | Ref_3 | BFL 119 80/1 | Subrack TRU | TRU Magazin | Diğer | RBS 2102
230 | Ref_4 | BFL 119 310/1 | PSU Magazine RBS 2000 | PSU Magazin | PSU | RBS 2102
230 | Ref_5 | BML 231 201/1 | PSU for RBS 2202 | PSU | RBS 2202 PSU | RBS 2102
230 | Ref_6 | BPD 104 08/1 | RBS 2102 Ericsson Klima Unitesi | Klima | Klima RBS 2102 | RBS 2102
233 | Ref_1 | 52070AIU | LG BEKO 7780 TCLL İç Ünite Ana Baskılı Devre Grubu, 5400612201 | LG-BEKO İç Ana Devre | Klima External | Klima
233 | Ref_1 | 52070AJA | LG BEKO 7780 TCLLY İç Ünite Ana Baskılı Devre Grubu, 5400735207 | LG-BEKO İç Ana Devre | Klima External | Klima
233 | Ref_2 | 52070AIT | LG BEKO 7780 TCLL Iç Ünite Fan Motoru, 5400426709 | İç Fan | Klima External | Klima
233 | Ref_2 | 52070AIZ | LG BEKO 7780 TCLLY İç Ünite Fan Motoru, 5400426709 | İç Fan | Klima External | Klima
233 | Ref_3 | 52070AIV | LG BEKO 7780 TCLL İç Ünite Termistör, 5400825043 | İç Termistör | Klima External | Klima
233 | Ref_3 | 52070AIY | LG BEKO 7780 TCLL İç Ünite Termistör, 5400183001 | İç Termistör | Klima External | Klima
233 | Ref_3 | 52070AJB | LG BEKO 7780 TCLLY İç Ünite Termistör, 5400968804 | İç Termistör | Klima External | Klima
233 | Ref_3 | 52070AJC | LG BEKO 7780 TCLLY İç Ünite Termistör, 5400825043 | İç Termistör | Klima External | Klima
233 | Ref_3 | 52070AJD | LG BEKO 7780 TCLLY İç Ünite Termistör, 5400825104 | İç Termistör | Klima External | Klima
233 | Ref_4 | 52070AIB | LG BEKO 7781 TCLL Dış Ünite Ana Baskılı Devre Grubu, 5400448822 | Dış Ana Devre | Klima External | Klima
233 | Ref_4 | 52070AIF | LG BEKO 7781 TCLLY Dış Ünite Ana Baskılı Devre Grubu, 5400736512 | Dış Ana Devre | Klima External | Klima
233 | Ref_5 | 52070AIA | LG BEKO 7781 TCLL Dış Ünite Fan Motoru, 5400718601 | Dış Fan | Klima External | Klima
233 | Ref_5 | 52070AIE | LG BEKO 7781 TCLLY Dış Ünite Fan Motoru, 5400718601 | Dış Fan | Klima External | Klima
233 | Ref_6 | 52070AID | LG BEKO 7781 TCLL Dis Ünite Termistör, 5400825309 | Dış Termistör | Klima External | Klima
233 | Ref_6 | 52070AIG | LG BEKO 7781 TCLLY Dış Ünite Termistör, 5400825028 | Dış Termistör | Klima External | Klima
233 | Ref_6 | 52070AIH | LG BEKO 7781 TCLLY Dis Ünite Termistör, 5400825114 | Dış Termistör | Klima External | Klima
233 | Ref_6 | 52070AII | LG BEKO 7781 TCLLY Dış Ünite Termistör, 5400825309 | Dış Termistör | Klima External | Klima
234 | Ref_1 | 2113607 | ATN 950B Assembly Chassis(-48V) | TAN | Tan Kart | TAN
234 | Ref_1 | 2114929 | ATN 950C Assembly Chassis(-48V) | TAN | TAN - Huawei ATN950C | TAN
234 | Ref_1 | 2351930 | NE40E-X8 Integrated Chassis Components(Including 4 DC Power) | TAN | TAN - Huawei NE40E-X8 | TAN
234 | Ref_1 | 2355504 | NE40E-X2-M8 Integrated DC Chassis Components | TAN | Tan Kart | TAN
234 | Ref_1 | 02230HSN | Power Cable Package(Includes 10m Power Cable & 10m PGND Cable set) | TAN | ATN950C Güç Kablo Seti | TAN
234 | Ref_1 | 02231UEH | Power Cable Package(Includes 10m Power Cable & 10M PGND Cable set) | TAN | ATN910C Güç Kablo Seti | TAN
234 | Ref_1 | 02310YDR | ATN 905 System,Indoor,DC,2*GE/FE Combo,2*GE/FE(o),2*GE/FE(e) | TAN | TAN - Huawei ATN905 | TAN
234 | Ref_1 | 02350TKJ | ATN 910C-A - 2 channels DC entries, with 4*10GE(o), 8*10GE/GE/FE(o), 16*GE/FE(o) | TAN | TAN - Huawei ATN910C | TAN
234 | Ref_1 | 3HE00104AA | 7750 SR-12 DC Chassis | TAN | TAN | TAN
234 | Ref_1 | 3HE00186AA | 7750 SR-7 DC Chassis | TAN | TAN - Nokia 7750SR7 | TAN
234 | Ref_1 | 3HE04410AB | 7210 SAS-E System 12F12T DC | TAN | TAN Shelf | TAN
234 | Ref_1 | 3HE05029AB | SYS - 7210 SAS M24F DC | TAN | Tan Kart | TAN
234 | Ref_1 | 3HE06791AA | 7705 SAR-8 SHELF V2 | TAN | TAN Shelf | TAN
234 | Ref_2 | 51120ABB | TAN Rack 19" 42U 80x80 | Rack | İncelenecek | TAN
234 | Ref_2 | 51120ABE | TAN Rack 19" 45U 50 x 90 cm ? Raylı kabin | Rack | TAN RACK 45U | TAN
234 | Ref_3 | 2120560 | NE40E-X8 48V DC Power Entry Module | Kart | Huawei NE40E-X8 Guc Modulu | TAN
234 | Ref_3 | 2120562 | NE40E-X8 Fan Box | Kart | Huawei NE40E-X8 Fan Box | TAN
234 | Ref_3 | 3054207 | NE40E-X8 Switch and Route Processing Unit A7 | Kart | Huawei NE40E-X8 SRU | TAN
234 | Ref_3 | 3054230 | NE40E-X8 100Gbps Switch Fabric Unit D(SFUI-100-D) | Kart | Huawei NE40E-X8 SFU | TAN
234 | Ref_3 | 3054280 | ATN 950B 8 Channels GE/FE Electric Interface Board | Kart | Huawei ATN950B 1G Eth Kart | TAN
234 | Ref_3 | 3054292 | ATN 950B 4 Channels GE/FE Optical Interface Board | Kart | ATN 950B 4 Channels GE/FE Optical interface Board | TAN
234 | Ref_3 | 3054447 | NE40E-X8 Flexible Card Line Processing Unit(LPUF-50,four slots). | Kart | Huawei NE40E-X8 LPUF-50 | TAN
234 | Ref_3 | 3054520 | NE40E-X8 5-Port 10GBase LAN/WAN-SFP+ Integrated Line Processing Unit L(LPUI-51-L). | Kart | Huawei NE40E-X8 5x10G Kart | TAN
234 | Ref_3 | 3054528 | NE40E-X8 48-Port 100/1000Base-X-SFP Integrated Line Processing Unit L(LPUI-51-L) | Kart | Huawei NE40E-X8 48x1G Kart | TAN
234 | Ref_3 | 3054570 | ATN 950B 4 Channels Channelized OC-3c/STM-1c POS Optical Interface Board | Kart | Diger | TAN
234 | Ref_3 | 3054681 | 12-Port 10GBase LAN/WAN-SFP+ Integrated Line Processing Unit(LPUI-120) | Kart | Huawei NE40E-X8 12x10G Kart | TAN
234 | Ref_3 | 3056111 | 2 Channels 10GE Optical Interface Board(SFP+) | Kart | ATN950B 2x10G Kart | TAN
234 | Ref_3 | 3056112 | 4 Channels GE/FE Optical Interface and 4 Channels GE/FE Electric Interface Board | Kart | ATN950B 1G Kart | TAN
234 | Ref_3 | 3056113 | 1 Channel 10GE Optical Interface Board(SFP+) | Kart | ATN950B 1x10G Kart | TAN
234 | Ref_3 | 3056114 | 8 Channels GE/FE Optical Interface Board | Kart | ATN950C 1G Kart | TAN
234 | Ref_3 | 3057361 | 4 Channels 10GE Optical Interface Board(SFP+) | Kart | ATN950C 10G Kart | TAN
234 | Ref_3 | 03022KTE | ATN950B v2 Control Card | Kart | ATN950B Kontrol Kartı | TAN
234 | Ref_3 | 03030PCB | NE40E-X2-M8 4-Port OC-3c/STM-1c POS-SFP Flexible Interface Card(FIC). | Kart | Kart | TAN
234 | Ref_3 | 03030QAE | NE40E-X2-M8 Network Processing Unit NPU-50 | Kart | Huawei NE40E-X2-M8 - NPU-50 | TAN
234 | Ref_3 | 03030QAS | NE40E-X2-M8 DC Power Supply Unit 1000W | Kart | Huawei NE40E-X2-M8 - DC Power | TAN
234 | Ref_3 | 03030QBK | NE40E-X2-M8 8-Port 100/1000Base-X-SFP Physical Interface Card(PIC) | Kart | NE40E-X2-M8 8-Port 100/1000Base-X-SFP Phy Int Card | TAN
234 | Ref_3 | 03030QBL | NE40E-X2-M8 8-Port 100/1000Base-RJ45 Physical Interface Card(PIC) | Kart | Huawei NE40E-X2-M8 - 1G kart bakır | TAN
234 | Ref_3 | 03030QBM | NE40E-X2-M8 4-Port Channelized STM-1c POS-SFP Physical Interface Card(PIC). | Kart | Kart | TAN
234 | Ref_3 | 03030QDP | NE40E-X2-M8 Main Processing Unit K | Kart | Huawei NE40E-X2-M8 - MPU | TAN
234 | Ref_3 | 03031YJS | ATN 950C System Control,Cross-connect and Multi-protocol Process Unit | Kart | ATN950C Kontrol Kartı | TAN
234 | Ref_3 | 34060286 | Optical Transceiver,Enhanced SFP,850nm,2.125G Series ,-2.5~-9.5dBm,-17dBm,LC,0.5Km | Kart | Diğer | TAN
234 | Ref_3 | 34060360 | #N/A | Kart | #N/A | TAN
234 | Ref_3 | 34060470 | #N/A | Kart | #N/A | TAN
234 | Ref_3 | 34060475 | #N/A | Kart | #N/A | TAN
234 | Ref_3 | 34100080 | Huawei SFP-GE-1000BaseT | Kart | Diğer | TAN
234 | Ref_3 | 3HE00032AA | 7750 SR MDA-8 Port OC3/STM1 POS | Kart | 7750 SR MDA-8 Port OC3/STM1 POS | TAN
234 | Ref_3 | 3HE00037AA | 7750 SR MDA-8 Port OC3/12-STM1/4 POS | Kart | 7750 SR MDA-8 Port OC3/12-STM1/4 POS | TAN
234 | Ref_3 | 3HE00041AA | 7750 SR SFP - OC-12/STM-4 SFP Optic Module IR-1 | Kart | İncelenecek | TAN
234 | Ref_3 | 3HE00101AB | 7750 SR MDA-20 Port 10/100/1000TX Ethernet | Kart | 7750 SR MDA-20 Port 10/100/1000TX Ethernet | TAN
234 | Ref_3 | 3HE00190AA | FLT - 7x50 SR/ESS-7 AIR FILTER | Kart | Tan Filitre | TAN
234 | Ref_3 | 3HE00191BA | 7750 SR-7 High Flow Fan Tray | Kart | Tan | TAN
234 | Ref_3 | 3HE01171AA | 7750 SR-7 SF/SPM-2 200G | Kart | TAN | TAN
234 | Ref_3 | 3HE01197AA | 7750 SR Versatile Services Module (VSM) | Kart | Tan | TAN
234 | Ref_3 | 3HE01473AA | 7750 SR-7/12 IOM2-20G | Kart | 7750 SR7 Güç Modülü | TAN
234 | Ref_3 | 3HE01616AA | 7750 SR MDA-10 Port Gigabit Ethernet | Kart | 7750 SR MDA-10 Port Gigabit Ethernet | TAN
234 | Ref_3 | 3HE02774AB | 7705 SAR-8 Control Switch Module V2 (CSMv2).. | Kart | 7705 Kontrol Kartı | TAN
234 | Ref_3 | 3HE02776AB | 8 PORT GE/FE ETHERNET CARD V2 | Kart | Tan Kart | TAN
234 | Ref_3 | 3HE03078AA | 7750 SR MDA-1 Port Ch OC3/STM1 CES | Kart | 7750 1xSTM-1 CES | TAN
234 | Ref_3 | 3HE03127AA | 2P OC3/STM1 CHANNELIZED ADAPTER CARD | Kart | Tan Kart | TAN
234 | Ref_3 | 3HE03612AA | 7750 SR MDA-20 Port Gigabit Ethernet XP-SFP.. | Kart | Nokia 7750 20x1G Kart | TAN
234 | Ref_3 | 3HE03619AA | 7750 SR-7/12 IOM3-XP. | Kart | Nokia 7750 IOM3-XP | TAN
234 | Ref_3 | 3HE03661AA | 7750 SR-7 DC PEM-3 (Slot position 1) | Kart | 7750 SR7 Güç Modülü | TAN
234 | Ref_3 | 3HE03662AA | 7750 SR-7 DC PEM-3 (Slot position 2) | Kart | 7750 SR7 Güç Modülü | TAN
234 | Ref_3 | 3HE03663AA | 7750 SR-12 DC PEM-3 | Kart | 7750 SR12 Güç Modülü | TAN
234 | Ref_3 | 3HE03685AA | 7750 SR MDA-2 Port 10G Ethernet.. | Kart | Nokia 7750 2x10G Kart | TAN
234 | Ref_3 | 3HE04415AA | 7210 SAS-E/SAS-M DC Power Supply. | Kart | 7210 SAS-M Power Modulü | TAN
234 | Ref_3 | 3HE04416AA | 7210 SAS-E Fan Tray | Kart | TAN | TAN
234 | Ref_3 | 3HE05106AA | FAN - 7750 SR-12 Enhanced Fan Tray. | Kart | 7750 SR12 Enhanced Fan Tray | TAN
234 | Ref_3 | 3HE05180AA | FAN - 7750 SR-7 Enhanced Fan Tray. | Kart | 7750 SR7 Enhanced Fan Tray | TAN
234 | Ref_3 | 3HE05948AA | SFM - 7750 SR SFM4-12 | Kart | 7750 SR12 SFM4-12 | TAN
234 | Ref_3 | 3HE05949AA | SFM - 7750 SR SFM4-7. | Kart | 7750SR7 SFM4-7 | TAN
234 | Ref_3 | 3HE06151AA | 7705 8 PORT GE SFP CARD (-48/+24 VDC). | Kart | 7705 1G Kart | TAN
234 | Ref_3 | 3HE06151AB | 8 PORT GE SFP CARD V2 (-48/+24 VDC). | Kart | 7705 1G Kart | TAN
234 | Ref_3 | 3HE06151AC | 8 PORT GE SFP CARD V3 (-48/+24 VDC) | Kart | 7705 1G Kart | TAN
234 | Ref_3 | 3HE06326AA | IMM - 7x50 48-PT GE MultiCore SFP. | Kart | Nokia 7750 48x1G Kart | TAN
234 | Ref_3 | 3HE06792AA | Fan Module for SAR-8 Shelf V2 Ext. Temp (-48VDC). | Kart | 7705 Fan Modulü | TAN
234 | Ref_3 | 3HE06792EA | Fan Module for SAR-8 Shelf V2 Ext. Temp (-48VDC) | Kart | 7705 Fan Modulü | TAN
234 | Ref_3 | 3HE07158BA | IMM 7x50 12-PT 10GE MultiCore SFP + L3BQ | Kart | Nokia 7750 12x10G Kart | TAN
234 | Ref_3 | 3HE07305BA | IMM - 7x50 20-PT 10GE SFP+ - L3BQ | Kart | Nokia 7750 20x10G Kart | TAN
234 | Ref_3 | 3HE07943AA | 7705 SAR-8 6-Port Ethernet 10Gbps Adapter Card - 2x10GE and 4x1GE combo module | Kart | 7705 10G Kart | TAN
234 | Ref_3 | 3HE09260AA | 7750 SR SFM5-12 + CPM5 | Kart | 7750 SR12 SFM5-12+CPM5 | TAN
234 | Ref_3 | S4017482 | Optical Transceiver (SFP 10Gb/S) | Kart | Diğer | TAN
234 | Ref_4 | 02310PVU | Optical Transceiver(SFP+,1550nm,9.953~10.3125Gb/s,0~4dBm,-24dBm,LC,SM,80km) | SFP | SFP | TAN
234 | Ref_4 | 34060286 | Optical Transceiver,Enhanced SFP,850nm,2.125G Series ,-2.5~-9.5dBm,-17dBm,LC,0.5Km | SFP | Diğer | TAN
234 | Ref_4 | 34060360 | #N/A | SFP | #N/A | TAN
234 | Ref_4 | 34060470 | #N/A | SFP | #N/A | TAN
234 | Ref_4 | 34060473 | Optical transceiver,eSFP,1310nm,1.25Gb/s,-9~-3dBm,-20dBm,LC,Single Mode,10km | SFP | SFP TAN | TAN
234 | Ref_4 | 34060475 | #N/A | SFP | #N/A | TAN
234 | Ref_4 | 34060544-002 | BiDi Transceiver,SFP+,1270nm(Tx)/1330nm(Rx),2.5~11.3Gb/s,-8.2dBm,0.5dBm,-14.4dBm,LC,SM,10km | SFP | SFP | TAN
234 | Ref_4 | 34060546-002 | BiDi Transceiver,SFP+,1330nm(Tx)/1270nm(Rx),2.5~11.3Gb/s,-8.2dBm,0.5dBm,-14.4dBm,LC,SM,10km | SFP | SFP | TAN
234 | Ref_4 | 34100080 | Huawei SFP-GE-1000BaseT | SFP | Diğer | TAN
234 | Ref_4 | 3HE00027AA | 7750 SR / 7210 SAS SFP - GIGE SX SFP Optic Module - LC connector | SFP | SFP TAN | TAN
234 | Ref_4 | 3HE00027CA | SFP - GIGE SX - LC ROHS 6/6 DDM -40/85C | SFP | SFP TAN | TAN
234 | Ref_4 | 3HE00028AA | 7750 SR / 7210 SAS SFP - GIGE LX SFP Optic Module - LC connector | SFP | SFP TAN | TAN
234 | Ref_4 | 3HE00028CA | SFP - GIGE LX - LC ROHS 6/6 DDM -40/85C | SFP | SFP TAN | TAN
234 | Ref_4 | 3HE00035AA | 7750 SR SFP - OC-3/STM-1 SFP Optic Module IR-1 | SFP | SFP TAN | TAN
234 | Ref_4 | 3HE00035CA | SFP - OC-3/STM-1 IR-1 R6/6 DDM -40/85C | SFP | SFP TAN | TAN
234 | Ref_4 | 3HE00062AA | 7750 SR / 7210 SAS SFP - GIGE TX SFP Copper Module - RJ45 | SFP | SFP TAN | TAN
234 | Ref_4 | 3HE00062CB | SFP - GIGE BASE-T RJ45 R6/6 DDM -40/85C | SFP | SFP TAN | TAN
234 | Ref_4 | 3HE00564CA | XFP - 10GE LR - LC ROHS 6/6 0/70C | SFP | SFP TAN | TAN
234 | Ref_4 | 3HE00867CA | SFP - GIGE EX - LC ROHS 6/6 DDM -40/85C | SFP | SFP TAN | TAN
234 | Ref_4 | 3HE00868CA | SFP - GIGE BX10-U - LC R6/6 DDM -40/85C | SFP | SFP TAN | TAN
234 | Ref_4 | 3HE00868CB | SFP - GIGE BX10-D - LC R6/6 DDM -40/85C | SFP | SFP TAN | TAN
234 | Ref_4 | 3HE04823AA | SFP+ 10GIGE LR OPTICS MODULE - LC | SFP | SFP TAN | TAN
234 | Ref_4 | 3HE05036AA | SFP+ 10GE ER - LC ROHS6/6 0/70C | SFP | SFP TAN | TAN
234 | Ref_4 | 3HE05037AA | SFP+ 10GE BX10-U LC ROHS6/6 0/70C | SFP | SFP TAN | TAN
234 | Ref_4 | 3HE05037AB | SFP+ 10GE BX10-D LC ROHS6/6 0/70C | SFP | SFP TAN | TAN
234 | Ref_4 | 3HE05894AA | SFP+ 10GIGE ZR OPTICS MODULE - LC | SFP | SFP TAN | TAN
234 | Ref_4 | 3HE10452AA | SFP+ 10GE BX40-U LC ROHS6/6 -40/85C | SFP | SFP TAN | TAN
234 | Ref_4 | 3HE10452AB | SFP+ 10GE BX40-D LC ROHS6/6 -40/85C | SFP | SFP TAN | TAN
234 | Ref_4 | 3HE11904AA | SFP - GIGE BASE-T RJ45 R6/6 DDM -40/85C | SFP | SFP TAN | TAN
234 | Ref_4 | RDH 901 20/20213 | SFP S.1.1 1310nm | SFP | SFP | TAN
234 | Ref_4 | RDH 901 20/49800 | SFP GB-TX electrical | SFP | SFP_Elektriksel | TAN
234 | Ref_4 | S4016954 | Optical Transceiver(eSFP,1310nm,1.25Gb/s,-5~0dBm,-23dBm,LC,SM,40km) | SFP | SFP | TAN
234 | Ref_4 | S4017483 | Optical Transceiver(SFP+,1310nm,10Gb/s,-8.2~0.5dBm,-12.6dBm,LC,SM,10km). | SFP | 10G SFP - 10km Huawei | TAN
234 | Ref_4 | S4017484 | Optical Transceiver(SFP+,1550nm,9.95~11.1Gb/s,-4.7~4dBm,-14.1dBm,LC,SM,40km) | SFP | 10G SFP - 40km Huawei | TAN
234 | Ref_5 | 3HE03400CA | POWER CABLE (12M) - 7705 | Tan Modul | Tan Enerji Kablosu | TAN
235 | Ref_1 | 1500AC | 1500W AC Delta Kapak Kliması | Delta | Klima Compak | Klima
235 | Ref_1 | HEC0500PA-A01 | Delta Kapak Klima HEC0500PA-A01 500 Watt | Delta | Klima Compak DC RN&TN | Klima
235 | Ref_2 | 51120ABF | Olimpia Splendid Piu Cube Mobil Klima 13.000 BTU | Olimpia | Klima_BOM_DISI | Klima
235 | Ref_3 | 52070AOP | STULZ EVO1400220 Kapak Kliması, Fan Hız Kontrollü | EVO | Klima Compak Fan Hız | Klima
235 | Ref_4 | 52070APE | STULZ CVO1500220Z000 7035 Kapak Klimasi, Fan Hiz Kontrollu | CVO | Klima Compak Fan Hız | Klima
235 | Ref_4 | 52070APF | STULZ CVO0500212Z000 7035 Kapak Klimasi, Fan Hiz Kontrollu 500 Watt | CVO | Klima Compak Fan Hız | Klima
235 | Ref_5 | O-2000_TRCLL | Uludağ 1500W AC kapak klima | Uludağ | Klima Compak | Klima
235 | Ref_5 | O-500_TRCLL | Uludağ 500W AC kapak klima | Uludağ | Klima Compak | Klima
235 | Ref_6 | TLC-AC.150C2R134.AC2 | AIRSYS Kapak Klima TLC-AC.150C2R134.AC2 1.500 Watt AC | Airsys | Klima Compak AC | Klima
236 | Ref_2 | 52100AJN | REPEATER VE PICO BTS OUTDOOR BACKUP UNITESI | Piko | REPEATER VE PICO BTS OUTDOOR BACKUP UNITESI | Enerji
236 | Ref_3 | 52100AKB | SMALLCELL BACKUP UNITESI | Small | Akü Small Backup (Tip1 55Ah 1 Set) | Enerji
236 | Ref_4 | 51130AKH | REPEATER OUTDOOR BACKUP UNITESI | Backup Ünit | Akü Repeater Backup (Tip1 55Ah 1 Set) | Enerji
236 | Ref_4 | 52020BCZ | ELTEK Rectifier Kabineti 220VAC/-48VDC. | Outdoor Backup | Eltek Rectifier Kabinet | Enerji
236 | Ref_4 | 52020BDA | ELTEK 1500W Rectifier modülü 220VAC/-48VDC. | Outdoor Backup | ELTEK 1500W Rectifier modülü 220VAC/-48VDC. | Enerji
236 | Ref_4 | 52090AET | OUTDOOR BACKUP UNITESI 55AH 48V 1200W | Outdoor Backup | OUTDOOR BACKUP UNITESI 55AH 48V 1200W | Enerji
236 | Ref_4 | 52090AHU | OUTDOOR RECTIFIER UNIT 48V 240W (ÜRETİCİ KODU:HLG-240H-48A) | Outdoor Backup | Meanwell Rectifier Doğrultucu 240 | Enerji
236 | Ref_4 | 52100AJV | OUTDOOR BACKUP UNITESI 55AH 48V 1200W - POWERONE | Outdoor Backup | OUTDOOR BACKUP UNITESI 55AH 48V 1200W - POWERONE | Enerji
236 | Ref_4 | 52100AKC | OUTDOOR BACKUP UNITESI 55AH 48V 2700W | Outdoor Backup | Akü 1 Set Outdoor 55 (Tip1 55Ah 1 Set) | Enerji
236 | Ref_5 | 52020BJG | INFORM INVERTER (-48VDC/220VAC-1000 W) | Invertör | Inverter | Enerji
236 | Ref_5 | 52020BKT | Meanwell TS-3000-248B inverter 3kvA | Invertör | OUTDOOR RECTIFIER, AKU ve TN KABINETI V2 | Enerji
236 | Ref_5 | 52070AMY | MEANWELL INVERTER (-48VDC/220VAC-400 W) | Invertör | Inverter | Enerji
236 | Ref_5 | 52090AGY | BTS3900B PICOBTS DC ADAPTER 12V 3A | Invertör | Piko Adaptör | Enerji
236 | Ref_5 | HLG-240H-48A | MEANWELL OUTDOOR RECTIFIER UNIT 48V 240W | Invertör | Meanwell Rectifier Doğrultucu 240 | Enerji
236 | Ref_5 | TS-1000-248 | MEANWELL 1000W TRUESINE WAVE DC-AC POWER INVERTER | Invertör | Inverter | Enerji
236 | Ref_5 | TS-400-248 | MEANWELL 400W TRUESINE WAVE DC-AC POWER INVERTER | Invertör | Inverter | Enerji
237 | Ref_1 | ROJ 208 1323/1 | NPU 1002 | NPU | NPU 1002 | TR_TN
237 | Ref_2 | BFL 510 111/1 | MINI-LINK 6692 | TN Mag 6692 | TN Magazin 6692 8x2 | TR_TN
238 | Ref_1 | BFL 510 111/1 | MINI-LINK 6692 | TN 6692 | TN Magazin 6692 8x2 | TR_TN
238 | Ref_2 | ROJ 119 2509/1 | PFU 1201 (ML6692) | PFU | PFU 1201 (ML6692) | TR_TN
239 | Ref_1 | AX003800G2 | USMS RCU (Andrew) | USMS RCU | RCU | Diğer
239 | Ref_2 | MKS2TBBA01 | USMS MEKASENS I/O MODULU | I/O Modul | USMS MEKASENS I/O MODULU | Diğer
239 | Ref_3 | A003819G12 | USMS KOHLER POWER METER(Andrew) | Power Metre Faz Modul | Power Metre | Diğer
239 | Ref_3 | MKS2TBAA01 | USMS MEKASENS FAZ MODULU | Power Metre Faz Modul | USMS MEKASENS FAZ MODULU | Diğer
239 | Ref_4 | A003819G11 | USMS AXIS IP CAMERA (Andrew) | Kamera Modülü | Kamera | Diğer
239 | Ref_4 | MKS2TBEA01 | USMS MEKASENS KAMERA MODULU | Kamera Modülü | Kamera Modül | Diğer
239 | Ref_5 | MKS2TBCA01 | USMS MEKASENS KLIMA MODULU | Klima Modülü | Klima Modül | Diğer
239 | Ref_6 | MKS2TBFA01 | USMS MEKASENS KAPI MODULU | Kapı Modülü | USMS MEKASENS KAPI MODULU | Diğer
240 | Ref_1 | BFD 101 078/1 | MINI-LINK CN510 R2 | CN 510 | Backplane CN510 | TR_TN
240 | Ref_2 | BFL 510 102/1 | AMM 4U (sadece "magazin" kodu, kit de?il) | 4U | AMM 4u Magazin | TR_TN
240 | Ref_3 | BFL 510 112/1 | MINI-LINK 6651 | 6651/1 | TN Magazin 6651 1x2 | TR_TN
240 | Ref_4 | BFL 510 112/2 | MINI-LINK 6651/2 | 6651/2 | TN Magazin 6651 | TR_TN
241 | Ref_1 | 52100ADL | Regulator 5KVA ERG107PRO | Regülatör | Regülatör | Enerji
241 | Ref_1 | 52100AHK | SERVO REGULATOR (Monofaze-10 KVA) | Regülatör | Regülatör | Enerji
241 | Ref_1 | 52100AHL | STATIK REGULATOR (Monofaze-10 KVA) | Regülatör | Regülatör | Enerji
241 | Ref_1 | 52100AHM | SERVO REGULATOR (Kesicisiz-Monofaze-10 KVA) | Regülatör | Regülatör | Enerji
241 | Ref_1 | 52100AHP | REGULATOR (Monofaze-2kVA 135-245 VAC) | Regülatör | REGULATOR (Monofaze-2kVA 135-245 VAC) | Enerji
241 | Ref_1 | BELIRSIZ SERVO REGULATOR 2M | Belirsiz Servo Regülator 2M | Regülatör | Regülatör | Enerji
243 | Ref_1 | 52020BGH | BACK PLANE PCB (BBS2202 AKU MAGAZININE TAKILAN) | Akü Magazin | Subrack | RBS
243 | Ref_1 | 52100AHJ | AKU MAGAZINI RBS 2202 (BFU takilan subrack) | Akü Magazin | AKU MAGAZINI RBS 2202 (BFU takilan subrack) | RBS
243 | Ref_1 | BKB 103 03/2 | RBS 2102 Akü Magazini | Akü Magazin | RBS 2102 Akü Magazini | RBS
243 | Ref_1 | BMK 905 41/2 | BATTERY BACKUP UNIT MOUNTING PLATE (RBS 2308) | Akü Magazin | Akü 1 Set Rbs 2308 | RBS
244 | Ref_1 | AP-175P | AP-175P, 802.11n dual 2x2 320mW; POE | Aruba | Diğer | Diğer
244 | Ref_2 | PSU-350-AC | Aruba 7240 350W AC Power Supply | Power | Diğer | Diğer
244 | Ref_3 | SFP-10GE-SR | Aruba SFP+ 10GBASE-SR 850nm serial pluggable SPF+ | SFP | SFP | Diğer
244 | Ref_4 | AP-134 | Aruba AP-134 indoor 802.11n access points | Access Point | Diğer | Diğer
244 | Ref_4 | AP-135 | Aruba AP-135 indoor 802.11n access points | Access Point | Diğer | Diğer
244 | Ref_5 | 7210 | Aruba 7210, 4x 10GBase-X (SFP+), 1x 350W AC PS | Aruba 7210 | SFP | Diğer
245 | Ref_1 | BFB 109 044/1 | FAU 1201 | FAU | FAU 1201 | TR_TN
245 | Ref_2 | BFL 510 111/1 | MINI-LINK 6692 | TN Mag 6692 | TN Magazin 6692 8x2 | TR_TN
248 | Ref_1 | 52050AAV | Kule 10 M | Kule | Kule | Kule
248 | Ref_1 | 52050AAY | Kule 15 M. | Kule | Kule | Kule
248 | Ref_1 | 52050AAZ | Kule 20 M. | Kule | Kule | Kule
248 | Ref_1 | 52050ABB | Kule 30 M | Kule | Kule | Kule
248 | Ref_1 | 52050ABC | Kule 35 M | Kule | Kule | Kule
248 | Ref_1 | 52050ABD | Kule 40 M | Kule | Kule | Kule
248 | Ref_1 | 52050ABE | Kule 45 M | Kule | Kule | Kule
248 | Ref_1 | 52050ABF | Kule 50 M | Kule | Kule | Kule
248 | Ref_1 | 52050ABG | Kule 55 M | Kule | Kule | Kule
248 | Ref_1 | 52050ABH | Kule 60 M. | Kule | Kule | Kule
248 | Ref_1 | 52050ABJ | Kule 70 M | Kule | Kule | Kule
248 | Ref_1 | 52050ACD | Kule Monopol 12 metre | Kule | Kule Monopol | Kule
248 | Ref_1 | 52050ACE | Kule Monopol 18 metre | Kule | Kule Monopol | Kule
248 | Ref_1 | 52050ACF | Kule Monopol 24 metre | Kule | Kule Monopol | Kule
248 | Ref_1 | 52050ACK | Kule 7 M Poligon. | Kule | Kule Poligon | Kule
248 | Ref_1 | 52050AEA | Kule Totem (10-20 metre arasi) | Kule | Kule Totem | Kule
248 | Ref_1 | 52050AEB | Kule Totem (20 metreden buyuk) | Kule | Kule Totem | Kule
248 | Ref_1 | 52050AEC | Kule Agac | Kule | Kule Ağaç | Kule
248 | Ref_1 | 52050AFC | Kule TR Kafes 42 M | Kule | Kule Kafes | Kule
248 | Ref_1 | 52050AFD | Kule TR Kafes 48 M | Kule | Kule Kafes | Kule
248 | Ref_1 | 52050AFE | Kule TR Kafes 50 M | Kule | Kule Kafes | Kule
248 | Ref_1 | 52050AFG | Kule TR Kafes 60 M | Kule | Kule Kafes | Kule
248 | Ref_1 | 52050AFI | Kule TR Kafes 70 M | Kule | Kule Kafes | Kule
248 | Ref_1 | 52050ATB | Kule TR Poligon 40 M | Kule | Kule Poligon | Kule
248 | Ref_1 | 52050ATC | Kule TR Poligon 50 M | Kule | Kule Poligon | Kule
248 | Ref_1 | BELIRSIZ POLIGON KULE | Poligon Kule | Kule | Kule Poligon | Kule
248 | Ref_1 | GT1001 | 10m 130x3,5 Kafes Kule | Kule | Kule Kafes | Kule
248 | Ref_1 | GT1002 | 15m 130x3,5 Kafes Kule | Kule | Kule Kafes | Kule
248 | Ref_1 | GT1003 | 20m 130x3,5 Kafes Kule | Kule | Kule Kafes | Kule
248 | Ref_1 | GT1004 | 25m 130x3,5 Kafes Kule | Kule | Kule Kafes | Kule
248 | Ref_1 | GT1005 | 30m 130x3,5 Kafes Kule | Kule | Kule Kafes | Kule
248 | Ref_1 | GT1006 | 35m 130x3,5 Kafes Kule | Kule | Kule Kafes | Kule
248 | Ref_1 | GT1007 | 40m 130x3,5 Kafes Kule | Kule | Kule Kafes | Kule
248 | Ref_1 | GT1008 | 45m 130x3,5 Kafes Kule | Kule | Kule Kafes | Kule
248 | Ref_1 | GT1009 | 50m 130x3,5 Kafes Kule | Kule | Kule Kafes | Kule
248 | Ref_1 | GT1010 | 55m 130x3,5 Kafes Kule | Kule | Kule Kafes | Kule
248 | Ref_1 | GT1011 | 60m 130x3,5 Kafes Kule | Kule | Kule Kafes | Kule
248 | Ref_1 | GT1013 | 70m 130x3,5 Kafes Kule | Kule | Kule Kafes | Kule
248 | Ref_1 | GT1014 | 75m 130x3,5 Kafes Kule | Kule | Kule Kafes | Kule
248 | Ref_1 | GT1015 | 80m 130x3,5 Kafes Kule | Kule | Kule Kafes | Kule
248 | Ref_1 | GT1017 | 90m 130x3,5 Kafes Kule | Kule | Kule Kafes | Kule
248 | Ref_1 | GT1018 | 95m 130x3,5 Kafes Kule | Kule | Kule Kafes | Kule
248 | Ref_1 | GT1019 | 100m 130x3,5 Kafes Kule | Kule | Kule Kafes | Kule
248 | Ref_1 | GT1025 | 20m 130x5 Ecotower | Kule | Kule Ecotower | Kule
248 | Ref_1 | GT1026 | 15m 130x5 Kafes Kule | Kule | Kule Kafes | Kule
248 | Ref_1 | GT1028 | 25m 130x5 Kafes Kule | Kule | Kule Kafes | Kule
248 | Ref_1 | GT1029 | 30m 130x5 Kafes Kule | Kule | Kule Kafes | Kule
248 | Ref_1 | GT1030 | 35m 130x5 Kafes Kule | Kule | Kule Kafes | Kule
248 | Ref_1 | GT1031 | 40m 130x5 Kafes Kule | Kule | Kule Kafes | Kule
248 | Ref_1 | GT1033 | 50m 130x5 Kafes Kule | Kule | Kule Kafes | Kule
248 | Ref_1 | GT1035 | 60m 130x5 Kafes Kule | Kule | Kule Kafes | Kule
248 | Ref_1 | GT1037 | 70m 130x5 Kafes Kule | Kule | Kule Kafes | Kule
248 | Ref_1 | GT1039 | 80m 130x5 Kafes Kule | Kule | Kule Kafes | Kule
248 | Ref_1 | GT1041 | 90m 130x5 Kafes Kule | Kule | Kule Kafes | Kule
248 | Ref_1 | GT1043 | 100m 130x5 Kafes Kule | Kule | Kule Kafes | Kule
248 | Ref_1 | GT1044 | 20m 130x7 Kafes Kule | Kule | Kule Kafes | Kule
248 | Ref_1 | GT1046 | 30m 130x7 Kafes Kule | Kule | Kule Kafes | Kule
248 | Ref_1 | GT1047 | 35m 130x7 Kafes Kule | Kule | Kule Kafes | Kule
248 | Ref_1 | GT1048 | 40m 130x7 Kafes Kule | Kule | Kule Kafes | Kule
248 | Ref_1 | GT1050 | 50m 130x7 Kafes Kule | Kule | Kule Kafes | Kule
248 | Ref_1 | GT1054 | 70m 130x7 Kafes Kule | Kule | Kule Kafes | Kule
248 | Ref_1 | GT1062 | 25m 130x10 Kafes Kule | Kule | Kule Kafes | Kule
248 | Ref_1 | GT1063 | 30m 130x10 Kafes Kule | Kule | Kule Kafes | Kule
248 | Ref_1 | GT1064 | 35m 130x10 Kafes Kule | Kule | Kule Kafes | Kule
248 | Ref_1 | GT1065 | 40m 130x10 Kafes Kule | Kule | Kule Kafes | Kule
248 | Ref_1 | GT1067 | 50m 130x10 Kafes Kule | Kule | Kule Kafes | Kule
248 | Ref_1 | GT1069 | 60m 130x10 Kafes Kule | Kule | Kule Kafes | Kule
248 | Ref_1 | GT1072 | 75m 130x10 Kafes Kule | Kule | Kule Kafes | Kule
248 | Ref_1 | GT1075 | 90m 130x10 Kafes Kule | Kule | Kule Kafes | Kule
248 | Ref_1 | GT1080 | 25m 130x12 Kafes Kule | Kule | Kule Kafes | Kule
248 | Ref_1 | GT1081 | 30m 130x12 Kafes Kule | Kule | Kule Kafes | Kule
248 | Ref_1 | GT1082 | 35m 130x12 Kafes Kule | Kule | Kule Kafes | Kule
248 | Ref_1 | GT1083 | 40m 130x12 Kafes Kule | Kule | Kule Kafes | Kule
248 | Ref_1 | GT1085 | 50m 130x12 Kafes Kule | Kule | Kule Kafes | Kule
248 | Ref_1 | GT1087 | 60m 130x12 Kafes Kule | Kule | Kule Kafes | Kule
248 | Ref_1 | GT1094 | 95m 130x12 Kafes Kule | Kule | Kule Kafes | Kule
248 | Ref_1 | GT1114 | 20m 160x3,5 Kafes Kule | Kule | Kule Kafes | Kule
248 | Ref_1 | GT1115 | 25m 160x3,5 Kafes Kule | Kule | Kule Kafes | Kule
248 | Ref_1 | GT1116 | 30m 160x3,5 Kafes Kule | Kule | Kule Kafes | Kule
248 | Ref_1 | GT1118 | 40m 160x3,5 Kafes Kule | Kule | Kule Kafes | Kule
248 | Ref_1 | GT1120 | 50m 160x3,5 Kafes Kule | Kule | Kule Kafes | Kule
248 | Ref_1 | GT1124 | 70m 160x3,5 Kafes Kule | Kule | Kule Kafes | Kule
248 | Ref_1 | GT1126 | 80m 160x3,5 Kafes Kule | Kule | Kule Kafes | Kule
248 | Ref_1 | GT1129 | 95m 160x3,5 Kafes Kule | Kule | Kule Kafes | Kule
248 | Ref_1 | GT1130 | 100m 160x3,5 Kafes Kule | Kule | Kule Kafes | Kule
248 | Ref_1 | GT1131 | 15m 160x5 Kafes Kule | Kule | Kule Kafes | Kule
248 | Ref_1 | GT1132 | 20m 160x5 Kafes Kule | Kule | Kule Kafes | Kule
248 | Ref_1 | GT1133 | 25m 160x5 Kafes Kule | Kule | Kule Kafes | Kule
248 | Ref_1 | GT1134 | 30m 160x5 Kafes Kule | Kule | Kule Kafes | Kule
248 | Ref_1 | GT1135 | 35m 160x5 Kafes Kule | Kule | Kule Kafes | Kule
248 | Ref_1 | GT1136 | 40m 160x5 Kafes Kule | Kule | Kule Kafes | Kule
248 | Ref_1 | GT1138 | 50m 160x5 Kafes Kule | Kule | Kule Kafes | Kule
248 | Ref_1 | GT1140 | 60m 160x5 Kafes Kule | Kule | Kule Kafes | Kule
248 | Ref_1 | GT1142 | 70m 160x5 Kafes Kule | Kule | Kule Kafes | Kule
248 | Ref_1 | GT1166 | 30m 160x9 Kafes Kule | Kule | Kule Kafes | Kule
248 | Ref_1 | GT1168 | 50m 160x9 Kafes Kule | Kule | Kule Kafes | Kule
248 | Ref_1 | GT1169 | 70m 160x9 Kafes Kule | Kule | Kule Kafes | Kule
248 | Ref_1 | GT1170 | 75m 160x9 Kafes Kule | Kule | Kule Kafes | Kule
248 | Ref_1 | GT1176 | 40m 160x10 Kafes Kule | Kule | Kule Kafes | Kule
248 | Ref_1 | GT1182 | 70m 160x10 Kafes Kule | Kule | Kule Kafes | Kule
248 | Ref_1 | GT1188 | 100m 160x10 Kafes Kule | Kule | Kule Kafes | Kule
248 | Ref_1 | GT1203 | #N/A | Kule | #N/A | Kule
248 | Ref_1 | GT1246 | 24m 130x5 Monopol Kule | Kule | Kule Monopol | Kule
248 | Ref_1 | GT1256 | 36m 130x10 Monopol Kule | Kule | Kule Monopol | Kule
248 | Ref_1 | GT1264 | 18m 160x10 Monopol Kule | Kule | Kule Monopol | Kule
248 | Ref_1 | GT1268 | 12m 180x3,25 Monopol Kule | Kule | Kule Monopol | Kule
248 | Ref_1 | GT1269 | 18m 180x3,25 Monopol Kule | Kule | Kule Monopol | Kule
248 | Ref_1 | GT1271 | 24m 180x3,25 Monopol Kule | Kule | Kule Monopol | Kule
248 | Ref_1 | GT1272 | 30m 180x3,25 Monopol Kule | Kule | Kule Monopol | Kule
248 | Ref_1 | GT1273 | 36m 180x3,25 Monopol Kule | Kule | Kule Monopol | Kule
248 | Ref_1 | GT1275 | 12m 180x3,5 Monopol Kule | Kule | Kule Monopol | Kule
248 | Ref_1 | GT1311 | 21m Gövde + Küp Kaset (4m*4m*3m)-160km/sa Totem Kule Malzemesi | Kule | Kule Malzeme | Kule
248 | Ref_1 | GT1318 | 27m Gövde + Dikdörtgen Kaset (5m*2,5m*1,1m)-130km/sa Totem Kule Malzemesi | Kule | Kule Malzeme | Kule
248 | Ref_1 | GT1400 | Mobil karavan kule 30m 130x3.5 | Kule | Kule Mobil | Kule
248 | Ref_1 | GT1465 | TOTEM KULESİ 10MT PLON TABELA | Kule | Kule Totem | Kule
248 | Ref_2 | 52060ABU | Paratoner Elektromagnetik | Paratoner | Paratoner | Kule
248 | Ref_2 | 52060ABV | Paratoner Elektrostatik | Paratoner | Paratoner | Kule
248 | Ref_2 | 52060ABY | Paratoner Radyoaktif | Paratoner | Paratoner | Kule
270 | Ref_1 | 52020BLE | ELTEK FLATPACK2 CONVERTER UNIT 1350 WATT (-48V/24V) | Eltek Rectifier Dogrultucu 1350 | Eltek Rectifier Doğrultucu 1350 | Rectifier
270 | Ref_2 | 52020BLC | ELTEK HE RECTIFIER 6U CABINET V2 (-48V/24V KORUMALI) | Eltek Rectifier 6U Erisime Uygun | Eltek Rectifier 6U - Erişime Uygun | Rectifier
271 | Ref_1 | RPMR 102 20/2 | 4xE1, 2x User Out Cable TN NPU and LTU 16x2, Sofix, 6m | TN E1 Kablo | Kablo | TR_TN
271 | Ref_1 | RPMR 102 20/3 | 4xE1, 2x User Out Cable TN NPU and LTU 16x2, Sofix, 12m | TN E1 Kablo | Kablo | TR_TN
271 | Ref_2 | ROJ 208 1313/1 | NPU 1D | NPU | NPU | TR_TN
271 | Ref_2 | ROJ 208 1323/1 | NPU 1002 | NPU | NPU 1002 | TR_TN
271 | Ref_2 | ROJ 208 1325/1 | NPU 1003 | NPU | NPU | TR_TN
271 | Ref_2 | ROJ 211 04/1 | NPU3 D | NPU | NPU | TR_TN
271 | Ref_2 | ROJR 208 011/1 | NPU 1C | NPU | NPU | TR_TN
271 | Ref_2 | ROJR 211 002/1 | NPU2 | NPU | NPU | TR_TN
271 | Ref_2 | ROJR 211 004/1 | NPU3 | NPU | NPU | TR_TN
271 | Ref_2 | ROJR 211 006/1 | NPU3 B | NPU | NPU | TR_TN
271 | Ref_2 | ROJR 211 006/2 | NPU3 C | NPU | NPU | TR_TN
272 | Ref_1 | 51130AKO | BİGS STANDART PAKET | Bigs Standart Paket | Bigs | Bigs
272 | Ref_2 | 51130AKZ | BiGS ic HAREKET SENSoRu | İç Hareket Sensörü | Bigs | Bigs
272 | Ref_3 | 51130AKP | BiGS ELEKTROMEKANiK KiLiT SiSTEMi | Manyetik Kilit Sistemi | Bigs | Bigs
272 | Ref_4 | 51130AKY | BIGS ELEKTRONIK ROLE KARTI | Role Kartı | BIGS ELEKTRONIK ROLE KARTI | Bigs
272 | Ref_5 | 51130AKN | BIGS MANYETIK KAPI TUTUCU | Manyetik Kapı Tutucu | BIGS MANYETIK KAPI TUTUCU | Bigs
272 | Ref_6 | 51130AKK | BIGS Li-Ion Pil | Li-lon Pil | BIGS Li-Ion Pil | Bigs
273 | Ref_1 | CBS-000072-001 | Waterproof Plug (Cable Ground Type) for iPASO iX Ether port and PS port | NEC Plastik Koruyucu | Nec / Plastik Koruyucu | TR_NEC
273 | Ref_2 | ACC-CBL002 | Power Cable (2x1,5mm2, shielded, outdoor waterproof) for iPASO iX, 10m | Enerji Kablosu | Nec / Enerji Kablosu | TR_NEC
273 | Ref_2 | ACC-CBL003 | Power Cable (2x1,5mm2, shielded, outdoor waterproof) for iPASO iX, 25m | Enerji Kablosu | Nec / Enerji Kablosu | TR_NEC
273 | Ref_2 | ACC-CBL004 | Power Cable (2x1,5mm2, shielded, outdoor waterproof) for iPASO iX, 50m | Enerji Kablosu | Nec / Enerji Kablosu | TR_NEC
273 | Ref_2 | ACC-CBL005 | Power Cable (2x1,5mm2, shielded, outdoor waterproof) for iPASO iX, 75m | Enerji Kablosu | Nec / Enerji Kablosu | TR_NEC
273 | Ref_2 | ACC-CBL006 | Power Cable (2x1,5mm2, shielded, outdoor waterproof) for iPASO iX, 100m | Enerji Kablosu | Nec / Enerji Kablosu | TR_NEC
273 | Ref_2 | ACC-CBL029 | Power Cable (2x1,5mm2, shielded, outdoor waterproof) for iPASO iX, 150m | Enerji Kablosu | Nec / Toprak Kablosu | TR_NEC
273 | Ref_3 | ACC-CBL017 | Console Cable, 10m (Electrical, Outdoor Type Ethernet Cable) | Konsol Kablosu | Nec / Ethernet Kablosu | TR_NEC
273 | Ref_3 | ACC-CBL018 | Console Cable, 25m (Electrical, Outdoor Type Ethernet Cable) | Konsol Kablosu | Nec / Patch Cord ( Cat-6 ) | TR_NEC
273 | Ref_3 | ACC-CBL019 | Console Cable, 50m (Electrical, Outdoor Type Ethernet Cable) | Konsol Kablosu | Nec / Patch Cord ( Cat-6 ) | TR_NEC
273 | Ref_3 | ACC-CBL020 | Console Cable, 75m (Electrical, Outdoor Type Ethernet Cable) | Konsol Kablosu | Nec / Patch Cord ( Cat-6 ) | TR_NEC
273 | Ref_3 | ACC-CBL021 | Console Cable, 100m (Electrical, Outdoor Type Ethernet Cable) | Konsol Kablosu | Nec / Patch Cord ( Cat-6 ) | TR_NEC
273 | Ref_3 | ACC-CBL032 | Console Cable, 150m (Electrical, Outdoor Type Ethernet Cable) | Konsol Kablosu | Nec / Ethernet Kablosu | TR_NEC
273 | Ref_4 | ACC-CBL012 | Traffic Cable, 10m (Electrical, Outdoor Type Ethernet Cable) | Trafik Kablosu | Nec / Patch Cord ( Cat-6 ) | TR_NEC
273 | Ref_4 | ACC-CBL013 | Traffic Cable, 25m (Electrical, Outdoor Type Ethernet Cable) | Trafik Kablosu | Nec / Patch Cord ( Cat-6 ) | TR_NEC
273 | Ref_4 | ACC-CBL014 | Traffic Cable, 50m (Electrical, Outdoor Type Ethernet Cable) | Trafik Kablosu | Nec / Patch Cord ( Cat-6 ) | TR_NEC
273 | Ref_4 | ACC-CBL015 | Traffic Cable, 75m (Electrical, Outdoor Type Ethernet Cable) | Trafik Kablosu | Nec / Patch Cord ( Cat-6 ) | TR_NEC
273 | Ref_4 | ACC-CBL016 | Traffic Cable, 100m (Electrical, Outdoor Type Ethernet Cable) | Trafik Kablosu | Nec / Patch Cord ( Cat-6 ) | TR_NEC
273 | Ref_4 | ACC-CBL031 | Traffic Cable, 150m (Electrical, Outdoor Type Ethernet Cable) | Trafik Kablosu | Nec / Patch Cord ( Cat-6 ) | TR_NEC
273 | Ref_5 | ACC-CBL007 | LC/PC-­?LC/PC Single Mode Indoor/Outdoor F/O Cable L:10m | Fiber Optik Kablo | Nec / Fiber Optik Kablo | TR_NEC
273 | Ref_5 | ACC-CBL008 | LC/PC-­?LC/PC Single Mode Indoor/Outdoor F/O Cable L:25m | Fiber Optik Kablo | Nec / Fiber Optik Kablo | TR_NEC
273 | Ref_5 | ACC-CBL009 | LC/PC-­?LC/PC Single Mode Indoor/Outdoor F/O Cable L:50m | Fiber Optik Kablo | Nec / Fiber Optik Kablo | TR_NEC
273 | Ref_5 | ACC-CBL010 | LC/PC-­?LC/PC Single Mode Indoor/Outdoor F/O Cable L:75m | Fiber Optik Kablo | Nec / Fiber Optik Kablo | TR_NEC
273 | Ref_5 | ACC-CBL011 | LC/PC-­?LC/PC Single Mode Indoor/Outdoor F/O Cable L:100m | Fiber Optik Kablo | Nec / Fiber Optik Kablo | TR_NEC
273 | Ref_5 | ACC-CBL030 | LC/PC-¬?LC/PC Multi or Single Mode Indoor/Outdoor F/O Cable L:150m | Fiber Optik Kablo | Nec / Fiber Optik Kablo | TR_NEC
280 | Ref_1 | 24022435 | Leoch 150AH FT12-150 | Leoch 12V 150Ah Akü * 24022435/24022753 | Akü-12 | Akü
280 | Ref_1 | 24022753 | Leoch 150AH FT12-150 | Leoch 12V 150Ah Akü * 24022435/24022753 | Akü-12 | Akü
282 | Ref_1 | 12 CP 50 | Akü 12 V 50 Ah TRI Battery | Akü 12V 50Ah Akü * 12 CP 50 | Akü-12 | Akü
283 | Ref_1 | 12V100AH | AKU 12V 100Ah UZUN TIP | Uzun Tip 12V 100Ah Akü * 12V100AH | Akü-12 | Akü
284 | Ref_1 | 12V100AH-C | AKU 12V 100Ah UZUN TIP | Uzun Tip 12V 100Ah Akü * 12V100AH-C | Akü-12 | Akü
285 | Ref_1 | 12V100AH-I | 12V100AH uzun tip akü ? INCI aku | INCI 12V 100Ah Akü * 12V100AH-I | Akü-12 | Akü
286 | Ref_1 | 12V100AH-M | AKU 12V 100Ah UZUN TIP | Uzun Tip 12V 100Ah Akü * 12V100AH-M | Akü-12 | Akü
287 | Ref_1 | 12V100AH-S | AKU 12V 100Ah KISA TIP | Kısa Tip 12V 100Ah Akü * 12V100AH-S | Akü-12 | Akü
288 | Ref_1 | 12V100AH-SL | 12V100AH Kısa Tip Leoch battery | Leoch 12V 100Ah Akü * 12V100AH-SL | Akü-12 | Akü
289 | Ref_1 | 12V100AH-SM | 12V100AH Mutlu Kısa Tip Aku | Mutlu 12V 100Ah Akü * 12V100AH-SM | Akü-12 | Akü
290 | Ref_1 | 12V100AH-SN | 12V100AH NARADA Kısa Tip Aku | NARADA 12V 100Ah Akü * 12V100AH-SN | Akü-12 | Akü
291 | Ref_1 | 12V110AH-S | RITAR AKU 12 V 110 AH | RITAR 12V 110Ah Akü * 12V110AH-S | Akü-12 | Akü
292 | Ref_1 | 12V150AH-F | 12V150AH AKU FENGFAN (ÜRETİCİ KODU: 6-XFM-150-GEL) | FENGFAN 12V 150Ah Akü * 12V150AH-F | Akü-12 | Akü
293 | Ref_1 | 12V150AH-M | 12V150AH AKU MUTLU | MUTLU 12V 150Ah Akü * 12V150AH-M | Akü-12 | Akü
294 | Ref_1 | 12V150AH-R | 12V150AH aku ChinaShoto | ChinaShoto 12V 150Ah Akü * 12V150AH-R | Akü-12 | Akü
295 | Ref_1 | 12V150AH-W | 12V150AH AKU WOLONG | WOLONG 12V 150Ah Akü * 12V150AH-W | Akü-12 | Akü
296 | Ref_1 | 12V150AH-Y | 12V150AH AKU YIGIT | YIGIT 12V 150Ah Akü * 12V150AH-Y | Akü-12 | Akü
297 | Ref_1 | BKC 901 06/006 | Akü 12 V 100 Ah | Akü 12V 100Ah Akü * BKC 901 06/006 | Akü-12 | Akü
298 | Ref_1 | BKC 901 60/2 | BATTERY/Battery Kit Extension 100 Ah | BATTERY 12V 100Ah Akü * BKC 901 60/2 | BATTERY/Battery Kit Extension 100 Ah | Akü
300 | Ref_1 | BKC 901 60/1 | BATTERY/Battery Kit 100 Ah | BATTERY 48V 100Ah Akü * BKC 901 60/1 | Akü-48 | Akü
300 | Ref_2 | BKC 901 06/022 | BATTERY KIT 48 V 100 Ah | BATTERY 48V 100Ah Akü * BKC 901 06/022 | Akü-48 | Akü
301 | Ref_1 | 48V50AH | 48V 50Ah Narada Li-Ion akü | Narada 48V 50Ah Akü * 48V50AH | Akü-48 | Akü
302 | Ref_1 | 48V77AH | 48V 77AH SAFT LI-ION AKU | SAFT 48V 77Ah Akü * 48V77AH | Akü-48 | Akü
303 | Ref_1 | 1074058 | Huawei Lithium Battery 48V 75Ah - ESM-4875A | Huawei 48V 75Ah Akü * 01074058 | Akü-48 | Akü
303 | Ref_1 | 01074058 | Huawei Lithium Battery 48V 75Ah - ESM-4875A | Huawei 48V 75Ah Akü * 01074058 | Akü-48 | Akü
303 | Ref_2 | 1074746 | Huawei Lithium Battery 48V 100Ah - ESM-48100B1 | Huawei 48V 100Ah Akü * 01074746 | Akü-48 | Akü
303 | Ref_2 | 01074746 | Huawei Lithium Battery 48V 100Ah - ESM-48100B1 | Huawei 48V 100Ah Akü * 01074746 | Akü-48 | Akü
305 | Ref_1 | 6 CP 155 | Akü 6 V 155 Ah | Akü 6V 155Ah Akü * 6 CP 155 | Akü-6 | Akü
306 | Ref_1 | 6 CP 200 | 6 V 200 Ah AKU | Akü 6V 200Ah Akü * 6 CP 200 | Akü-6 | Akü
307 | Ref_1 | 6 V 200 | Akü | Akü 6V 200Ah Akü * 6 V 200 | Akü-6 | Akü
308 | Ref_1 | 6/BKC 861 0013/004 | Batteries for PBC RBS 2308. | Batteries 6V Akü * 6/BKC 861 0013/004 | Akü-6 | Akü
309 | Ref_1 | 6V200AH-N | akü | Akü 6V 200Ah Akü * 6V200AH-N | Akü-6 | Akü
310 | Ref_1 | 4 CP 205 | Akü 4 V 205 Ah | Akü 4V 205Ah Akü * 4 CP 205 | Akü-4 | Akü
321 | Ref_1 | SXK 111 516/10 | CONTACT SET | PFU Enerji Konnektör | ENERJİ CONNECTOR 6/20P | TR_TN
321 | Ref_1 | SXK 111 516/5 | DC 10A D-sub 2W2 female | PFU Enerji Konnektör | 6/20P Connector For PFU | TR_TN
321 | Ref_1 | SXK 111 516/6 | DC AWG10 D-sub 7W2 for PFU1 | PFU Enerji Konnektör | 6/20P Connector For PFU | TR_TN
321 | Ref_2 | NTM 203 80/100 | DC Cable 100m of TFL 424 03 | Enerji Kablo Kontrolü | DC Kablo ( Gri Kablo) | TR_TN
350 | Ref_1 | 1500AC | 1500W AC Delta Kapak Kliması | Kapak Kilma | Klima Compak | Outdoor
350 | Ref_1 | 52070AOP | STULZ EVO1400220 Kapak Kliması, Fan Hız Kontrollü | Kapak Kilma | Klima Compak Fan Hız | Outdoor
350 | Ref_1 | 52070APE | STULZ CVO1500220Z000 7035 Kapak Klimasi, Fan Hiz Kontrollu | Kapak Kilma | Klima Compak Fan Hız | Outdoor
350 | Ref_1 | O-2000_TRCLL | Uludağ 1500W AC kapak klima | Kapak Kilma | Klima Compak | Outdoor
350 | Ref_1 | TLC-AC.150C2R134.AC2 | AIRSYS Kapak Klima TLC-AC.150C2R134.AC2 1.500 Watt AC | Kapak Kilma | Klima Compak AC | Outdoor
350 | Ref_2 | 52020BKR | OUTDOOR RECTIFIER ve AKU KABINETI | BKS Dolap | OUTDOOR RECTIFIER ve AKU KABINETI | Outdoor
350 | Ref_2 | 52020BKS | OUTDOOR RECTIFIER, AKU ve TN KABINETI | BKS Dolap | Akü 3 Set BKS | Outdoor
354 | Ref_1 | KRY 901 381/1 | Support 6511 | Small Kabinet | Small Kabinet 6xxx | Small
354 | Ref_2 | KDU 137 862/11 | Baseband 6502 | Small BBU | Baseband 6502 Small | Small
354 | Ref_3 | KRC 161 488/1 | Radio 2203 B3 20MHz with Antenna | RRU 1800 | MHz_B3_1800_S2X Small Antenli | Small
354 | Ref_4 | KRC 161 487/1 | Radio 2203 B1;Radio Unit | Small RRU 2100 | MHz_B1_2100_S2X_RRU Small | Small
357 | Ref_1 | 1074447 | Energy Storage Module,DBU25B-N12A1,48V,25Ah,120mm(W)*305mm(D)*420mm(H) | Akü | Akü-48 | Akü
357 | Ref_2 | 02311LLC | DPU30A-N06A1 | Backup Ünit | Modül | Akü
357 | Ref_3 | 02231YSG | Blade Power and Li-Battery Installation Accessories Package | Monatj Kiti | Akü Kit | Akü
400 | Ref_01 | BOE 602 14/1 | RBS 2206 Functional Unit, DXU-21 | DXU | DXU | RBS 2206
400 | Ref_01 | SEB 112 1095/1 M220 | RBS 2206 220V-CDU G. | RBS 2206 | RBS 2206 CDU | RBS 2206
400 | Ref_01 | SEB 112 1095/1 M48 | RBS 2206 -48V-CDU G. | RBS 2206 | RBS 2206 CDU | RBS 2206
400 | Ref_01 | SEB 112 1095/2 M220 | RBS 2206 220V-CDU F. | RBS 2206 | RBS 2206 | RBS 2206
400 | Ref_1 | SEB 112 1095/1 M220 | RBS 2206 220V-CDU G. | RBS 2206 | RBS 2206 CDU | RBS 2206
400 | Ref_1 | SEB 112 1095/1 M48 | RBS 2206 -48V-CDU G. | RBS 2206 | RBS 2206 CDU | RBS 2206
400 | Ref_1 | SEB 112 1095/2 M220 | RBS 2206 220V-CDU F. | RBS 2206 | RBS 2206 | RBS 2206
400 | Ref_2 | BOE 602 14/1 | RBS 2206 Functional Unit, DXU-21 | DXU | DXU | RBS 2206
400 | Ref_3 | KRC 131 1002/1 | TRU for RBS 2206 | TRU-DRU | MHz 900_TRU | RBS 2206
400 | Ref_3 | KRC 131 1002/2 | EDGE dTRU 900MHz | TRU-DRU | MHz 900_DTRU | RBS 2206
400 | Ref_4 | KRY 101 1856/1 | RBS 2206 Unit, CXU 900/1800/1900 MHz | CXU | CXU | RBS 2206
400 | Ref_5 | BFL 119 142/1 | RBS 2206 CDU G - Combiner Unit | CDU | CDU | RBS 2206
400 | Ref_6 | BML 231 202/1 | RBS 2206 PSU:Power supply unit | PSU | PSU | RBS 2206
400 | Ref_6 | BMR 960 014/1 | RBS 2206 -48 V.PSU 900MHz | PSU | PSU | RBS 2206
401 | Ref_01 | BOE 602 14/1 | RBS 2206 Functional Unit, DXU-21 | DXU | DXU | RBS 2206
401 | Ref_01 | SEB 112 1095/1 M220 | RBS 2206 220V-CDU G. | RBS 2206 | RBS 2206 CDU | RBS 2206
401 | Ref_01 | SEB 112 1095/1 M48 | RBS 2206 -48V-CDU G. | RBS 2206 | RBS 2206 CDU | RBS 2206
401 | Ref_01 | SEB 112 1095/2 M220 | RBS 2206 220V-CDU F. | RBS 2206 | RBS 2206 | RBS 2206
402 | Ref_01 | BMK 905 53 | BATTERY BACKUP SYSTEM FOR RBS 2116 | RBS 2116 | Akü 2 Set, RBS 2116 | RBS 2116
402 | Ref_01 | SEB 104 123/1 M220 | RBS 2116 CABINET. | RBS 2216 | RBS 2116 | RBS 2116
402 | Ref_1 | BMK 905 53 | BATTERY BACKUP SYSTEM FOR RBS 2116 | RBS 2116 | Akü 2 Set, RBS 2116 | RBS 2116
402 | Ref_1 | SEB 104 123/1 M220 | RBS 2116 CABINET. | RBS 2116 | RBS 2116 | RBS 2116
402 | Ref_2 | BOE 901 03/1 | RBS 2216 DXU 31 | DXU31 | DXU31 | RBS 2116
402 | Ref_3 | KRC 161 149/1 | RBS 2216 DRU ,TRANSCEIVER-EGSM | ACCU | MHz 900_DRU | RBS 2116
402 | Ref_4 | BML 901 124/1 | POWER SUPPLY UNIT/PSU-AC-31 | Klima | PSU | RBS 2116
402 | Ref_4 | BML 901 168/2 | PSU-2 50W RBS 2x16 | Klima | RBS 2116 PSU | RBS 2116
402 | Ref_4 | BMR 910 403/2 | PSU 1200W, +24/-48VDC, for TN (included in BFD 329 001/1) | Klima | PSU | RBS 2116
402 | Ref_5 | BMG 907 65/1 | ACCU-06 RBS2116/311 | PSU | RBS 2116 ACCU | RBS 2116
402 | Ref_6 | BPD 901 25/1 | Air condition BBS 2116 | DRU | RBS 2116 AIR KONDITION | RBS 2116
402 | Ref_6 | BPD 901 27/1 | RBS 2116 Heat Exchange | DRU | RBS 2116 | RBS 2116
402 | Ref_6 | BPD 901 27/2 | Heater kit for RBS2116 | DRU | RBS Klima Compak Heater RBS2116 | RBS 2116
403 | Ref_01 | BMK 905 53 | BATTERY BACKUP SYSTEM FOR RBS 2116 | RBS 2116 | Akü 2 Set, RBS 2116 | RBS 2116
403 | Ref_01 | SEB 104 123/1 M220 | RBS 2116 CABINET. | RBS 2216 | RBS 2116 | RBS 2116
403 | Ref_1 | BMG 980 343/2 | IDM-13 | RBS 2116-Aku 2 Set | IDM-13 | RBS 2116
403 | Ref_2 | BMG 907 026/1 | BFU 31 FOR BBS 2116 | iDM-13 | BFU | RBS 2116
403 | Ref_3 | BGM 119 12/1 | FCU-03 (INDOOR) | BFU | FCU | RBS 2116
404 | Ref_01 | 1/BFE 401 1012 | CABINET/PARTLY EQUIPP. RBS 3206F INDOO | RBS 3206 | RBS 3206 | RBS 3206
404 | Ref_01 | KRC 118 18/6 | TRANSCEIVER/RU22; RADIO UNIT 2160 | TRU / RUS / RRU*2 | MHz_B1_2100_RRU FU-RU | RBS 3206
404 | Ref_1 | 1/BFE 401 1012 | CABINET/PARTLY EQUIPP. RBS 3206F INDOO | RBS 3206 | RBS 3206 | RBS 3206
404 | Ref_2 | KRC 118 18/6 | TRANSCEIVER/RU22; RADIO UNIT 2160 | RU22 | MHz_B1_2100_RRU FU-RU | RBS 3206
404 | Ref_3 | ROJ 119 2245/2 | PRINTED BOARD ASSEMB/RUIF; RADIO UNIT IN | RUIF | RUIF | RBS 3206
404 | Ref_4 | ROJ 119 2315/1 | PRINTED BOARD ASSEMB/ET-MFX;V11 APP320 E | ET-MFX | MFX-V11 | RBS 3206
404 | Ref_4 | ROJ 119 2315/2 | PRINTED BOARD ASSEMB/ET-MFX;V11 APP320 | ET-MFX | MFX-V11 | RBS 3206
404 | Ref_5 | ROJ 119 2209/1 | PRINTED BOARD ASSEMB/CBU1;733-900MHZ 512 | CBU | CBU | RBS 3206
404 | Ref_6 | BGM 136 1002/1 | CONTROL UNIT/FCU; FAN CONTROL UNIT | FCU | FCU | RBS 3206
405 | Ref_01 | 1/BFE 401 1012 | CABINET/PARTLY EQUIPP. RBS 3206F INDOO | RBS 3206 | RBS 3206 | RBS 3206
405 | Ref_01 | KRC 118 18/6 | TRANSCEIVER/RU22; RADIO UNIT 2160 | TRU / RUS / RRU*2 | MHz_B1_2100_RRU FU-RU | RBS 3206
405 | Ref_1 | BMG 980 33/22 | PDU; Power Distribution Unit | PDU | PDU | RBS 3206
405 | Ref_2 | KFE 101 1145/41 | FILTER UNIT/DCF; DC FILTER | DCF | DCF | RBS 3206
405 | Ref_3 | BFX 901 36/1 | Subrack | Subrack | Subrack | RBS 3206
406 | Ref_01 | 104/BFM 901 292 | RBS 6102 2G | RBS 6102-Aku 2 Set | Akü 2 Set, RBS 6102 | RBS 6102
406 | Ref_01 | 302/BFM 901 292 | RBS 6102 GSM | RBS 6102-Aku 2 Set | Akü 2 Set, RBS 6102 | RBS 6102
406 | Ref_1 | 104/BFM 901 292 | RBS 6102 2G | RBS 6102-Aku 2 Set | Akü 2 Set, RBS 6102 | RBS 6102
406 | Ref_1 | 302/BFM 901 292 | RBS 6102 GSM | RBS 6102-Aku 2 Set | Akü 2 Set, RBS 6102 | RBS 6102
406 | Ref_2 | KRC 118 62/2 | TRANSCEIVER RUS 01 (900 MHz) | RUS | MHz_B8_900_RUS 01 | RBS 6102
406 | Ref_2 | KRC 118 75/1 | TRANSCEIVER/RUS 01 B1;Radio Unit (2100 MHz) | RUS | MHz_B1_2100_RUS 01 | RBS 6102
406 | Ref_2 | KRC 161 260/1 | RUS-02 900 MHz | RUS | MHz 900_RUS X2 | RBS 6102
406 | Ref_2 | KRC 161 296/1 | TRANSCEIVER/RUS 02 B1;Radio Unit | RUS | MHz_B1_2100_RUS 02 | RBS 6102
406 | Ref_3 | BMG 980 337/1 | DISTR. EQUIPMENT/BFU 01 01; Battery Fuse | BFU | BFU | RBS 6102
406 | Ref_3 | BMG 980 387/1 | DISTR. EQUIPMENT/BFU 01 02; Battery Fuse; 200A | BFU | BFU | RBS 6102
406 | Ref_4 | BGK 901 18/2 | SHU 02 01; Support HUB Unit | SHU | SHU | RBS 6102
406 | Ref_5 | BGM 136 1006/1 | SCU | SCU | SCU | RBS 6102
406 | Ref_6 | BGM 136 1006/1 | SCU | SCU | SCU | RBS 6102
407 | Ref_01 | 104/BFM 901 292 | RBS 6102 2G | RBS 6102-Aku 2 Set | Akü 2 Set, RBS 6102 | RBS 6102
407 | Ref_01 | 302/BFM 901 292 | RBS 6102 GSM | RBS 6102-Aku 2 Set | Akü 2 Set, RBS 6102 | RBS 6102
407 | Ref_1 | BMG 980 336/2 | DISTR.EQ/PDU 01/01,P Distr | PDU | PDU | RBS 6102
408 | Ref_01 | 113/BFM 901 290 | Equipped Cabinet RBS 6201 (UMTS) | RBS 6201 | RBS 6201 UMTS Kasa | RBS 6201
408 | Ref_01 | 119/BFM 901 290 | Equipped Cabinet RBS 6201 (GSM) | RBS 6201 | RBS 6201 GSM Kasa | RBS 6201
408 | Ref_01 | 303/BFM 901 290 | RBS 6201 GSM | RBS 6201 | RBS 6201 GSM Kasa | RBS 6201
408 | Ref_01 | KRC 118 62/1 | TRANSCEIVER RUS 01 (900 MHz) | RUS | MHz_B8_900_RUS 01 | RBS 6201
408 | Ref_1 | 113/BFM 901 290 | Equipped Cabinet RBS 6201 (UMTS) | RBS 6201 | RBS 6201 UMTS Kasa | RBS 6201
408 | Ref_1 | 119/BFM 901 290 | Equipped Cabinet RBS 6201 (GSM) | RBS 6201 | RBS 6201 GSM Kasa | RBS 6201
408 | Ref_1 | 303/BFM 901 290 | RBS 6201 GSM | RBS 6201 | RBS 6201 GSM Kasa | RBS 6201
408 | Ref_2 | KRC 118 62/1 | TRANSCEIVER RUS 01 (900 MHz) | RUS | MHz_B8_900_RUS 01 | RBS 6201
408 | Ref_2 | KRC 118 62/2 | TRANSCEIVER RUS 01 (900 MHz) | RUS | MHz_B8_900_RUS 01 | RBS 6201
408 | Ref_2 | KRC 118 75/1 | TRANSCEIVER/RUS 01 B1;Radio Unit (2100 MHz) | RUS | MHz_B1_2100_RUS 01 | RBS 6201
408 | Ref_2 | KRC 161 260/1 | RUS-02 900 MHz | RUS | MHz 900_RUS X2 | RBS 6201
408 | Ref_2 | KRC 161 296/1 | TRANSCEIVER/RUS 02 B1;Radio Unit | RUS | MHz_B1_2100_RUS 02 | RBS 6201
408 | Ref_3 | RPM 777 211/00900 | CABLE WITH CONNECTOR/SIGNAL CABLE | Rus Data Kablo | Rus Data Kablo | RBS 6201
408 | Ref_3 | RPM 777 211/01800 | CABLE WITH CONNECTOR/SIGNAL CABLE | Rus Data Kablo | Rus Data Kablo | RBS 6201
408 | Ref_4 | BMG 980 336/4 | PDU 02 01; Power Distr. Unit | PDU | PDU | RBS 6201
408 | Ref_5 | KFE 101 1162/2 | FILTER UNIT (PFU 02.01) | PFU | PFU | RBS 6201
408 | Ref_6 | BGM 136 1006/2 | SCU 02 01; Support Control Unit | SCU | SCU | RBS 6201
408 | Ref_6 | BGM 136 1006/3 | SCU 02 01; Support Control Unit | SCU | SCU | RBS 6201
409 | Ref_01 | 113/BFM 901 290 | Equipped Cabinet RBS 6201 (UMTS) | RBS 6201 | RBS 6201 UMTS Kasa | RBS 6201
409 | Ref_01 | 119/BFM 901 290 | Equipped Cabinet RBS 6201 (GSM) | RBS 6201 | RBS 6201 GSM Kasa | RBS 6201
409 | Ref_01 | 303/BFM 901 290 | RBS 6201 GSM | RBS 6201 | RBS 6201 GSM Kasa | RBS 6201
409 | Ref_01 | KRC 118 62/1 | TRANSCEIVER RUS 01 (900 MHz) | RUS | MHz_B8_900_RUS 01 | RBS 6201
409 | Ref_1 | BGK 901 18/2 | SHU 02 01; Support HUB Unit | SHU | SHU | RBS 6201
409 | Ref_2 | KFE 101 1157/4 | PCF 02 03; Power Connection Filter | PCF | PCF | RBS 6201
409 | Ref_2 | KFE 101 1164/1 | PCF 02 06; Power Connection Filter | PCF | PCF | RBS 6201
410 | Ref_01 | SEB 104 112/1 M48 | RBS 2216 -48V CABINET. | RBS 2216 | RBS 2216 | RBS 2216 -48V
410 | Ref_1 | SEB 104 112/1 M48 | RBS 2216 -48V CABINET. | RBS 2216 | RBS 2216 | RBS 2216 -48V
410 | Ref_2 | BOE 901 03/1 | RBS 2216 DXU 31 | DXU31 | DXU31 | RBS 2216 -48V
410 | Ref_3 | KRC 161 094/1 | RBS 2216 DRU | DRU | MHz 900_DRU | RBS 2216 -48V
410 | Ref_3 | KRC 161 149/1 | RBS 2216 DRU ,TRANSCEIVER-EGSM | DRU | MHz 900_DRU | RBS 2216 -48V
410 | Ref_4 | BMG 907 67/1 | IDM-12 (INDOOR) | iDM-12 | IDM-12 | RBS 2216 -48V
410 | Ref_4 | BMG 980 343/1 | IDM-12 | iDM-12 | IDM-12 | RBS 2216 -48V
410 | Ref_5 | BMR 911 47/1 | PSU-DC-31 | PSU | PSU | RBS 2216 -48V
410 | Ref_6 | BMG 907 66/1 | DCCU-12 (INDOOR) | DCCU | DCCU | RBS 2216 -48V
411 | Ref_01 | SEB 104 112/1 M48 | RBS 2216 -48V CABINET. | RBS 2216 | RBS 2216 | RBS 2216 -48V
411 | Ref_1 | BGM 119 12/1 | FCU-03 (INDOOR) | FCU | FCU | RBS 2216 -48V
412 | Ref_01 | BOE 602 21/1 | FUNCTIONAL UNIT/DXU-23 | DXU23 | DXU23 | RBS 2216 V2
412 | Ref_01 | SEB 104 112/1 | RBS 2216 Empty cabinet | RBS 2216 | RBS 2216 | RBS 2216 V2
412 | Ref_01 | SEB 104 112/1 M220 | RBS 2216 KABINET | RBS 2216 | RBS 2216 | RBS 2216 V2
412 | Ref_01 | SEB 104 168/1 | FRAME/RBS 2216 V2 PEC | RBS 2216 | RBS 2216 | RBS 2216 V2
412 | Ref_01 | SEB 104 168/3 | RBS 2216 V2 PE | RBS 2216 | RBS 2216 | RBS 2216 V2
412 | Ref_1 | SEB 104 112/1 | RBS 2216 Empty cabinet | RBS 2216 | RBS 2216 | RBS 2216 V2
412 | Ref_1 | SEB 104 112/1 M220 | RBS 2216 KABINET | RBS 2216 | RBS 2216 | RBS 2216 V2
412 | Ref_1 | SEB 104 168/1 | FRAME/RBS 2216 V2 PEC | RBS 2216 | RBS 2216 | RBS 2216 V2
412 | Ref_1 | SEB 104 168/3 | RBS 2216 V2 PE | RBS 2216 | RBS 2216 | RBS 2216 V2
412 | Ref_2 | BOE 602 21/1 | FUNCTIONAL UNIT/DXU-23 | DXU23 | DXU23 | RBS 2216 V2
412 | Ref_3 | KRC 161 094/1 | RBS 2216 DRU | DRU | MHz 900_DRU | RBS 2216 V2
412 | Ref_3 | KRC 161 149/1 | RBS 2216 DRU ,TRANSCEIVER-EGSM | DRU | MHz 900_DRU | RBS 2216 V2
412 | Ref_4 | KRY 901 104/1 | RBS 2216 Rx SPLITTER | RX Splitter | RX Splitter | RBS 2216 V2
412 | Ref_5 | BMG 980 41/1 | IDM-14 | iDM-14 | IDM-14 | RBS 2216 V2
412 | Ref_5 | BMG 980 41/3 | IDM-16 | iDM-14 | IDM-16 | RBS 2216 V2
412 | Ref_6 | BMG 980 344/1 | RACK/DCCU-14 | RACK DCCU | RACK DCCU | RBS 2216 V2
413 | Ref_01 | BOE 602 21/1 | FUNCTIONAL UNIT/DXU-23 | DXU23 | DXU23 | RBS 2216 V2
413 | Ref_01 | SEB 104 112/1 | RBS 2216 Empty cabinet | RBS 2216 | RBS 2216 | RBS 2216 V2
413 | Ref_01 | SEB 104 112/1 M220 | RBS 2216 KABINET | RBS 2216 | RBS 2216 | RBS 2216 V2
413 | Ref_01 | SEB 104 168/1 | FRAME/RBS 2216 V2 PEC | RBS 2216 | RBS 2216 | RBS 2216 V2
413 | Ref_01 | SEB 104 168/3 | RBS 2216 V2 PE | RBS 2216 | RBS 2216 | RBS 2216 V2
413 | Ref_1 | BMR 910 423/2 | D.C. CONVERTER/PSU; POWER SUPPLY UNIT | PSU | PSU | RBS 2216 V2
413 | Ref_2 | BFB 109 012/1 | INTERFACE BOARD | 2216 V1 FAN | 2216 V1 FAN | RBS 2216 V2
413 | Ref_3 | BKL 901 01/1 | FAN CONTROL BOARD | 2216 V2 FAN | 2216 V2 FAN | RBS 2216 V2
420 | Ref_1 | 02113607 | ATN 950B Assembly Chassis(-48V) | ATN Kabinet | Tan Kart | TAN
420 | Ref_2 | 03054280 | ATN 950B 8 Channels GE/FE Electric Interface Board | ATK 8 Kanallı Kart | Huawei ATN950B 1G Eth Kart | TAN
420 | Ref_3 | 03054292 | ATN 950B 4 Channels GE/FE Optical Interface Board | ATK 4 Kanallı Kart | ATN 950B 4 Channels GE/FE Optical Interface Board | TAN
421 | Ref_1 | NBA 101 22/1 | DF-OVP | SAU Alarm Mag | DF-OVP Eksi Alarm Modülü | RBS
421 | Ref_1 | NBA 101 30/9 | DISTRIBUTION FRAME/DF-OVP,Dynamic, RBS 2 | SAU Alarm Mag | SAU Kutusu | RBS
421 | Ref_1 | NBA 101 30/09 | DISTRIBUTION FRAME/DF-OVP,Dynamic, RBS 2 | SAU Alarm Mag | SAU DF-OVP RB | RBS
421 | Ref_2 | ZHY 601 17/1 | ALARM UNIT/SAU 01 01;Support Alarm Unit | SAU | SAU Alarm Unit | RBS
421 | Ref_3 | NFD 302 34/08 | Overvoltage Arrester | OVP-ALM8 | Over Voltaj | RBS
421 | Ref_3 | NFD 496 03 | Over Voltage Arrester / 24V Secondary | OVP-ALM8 | Over Voltage Arrester / 24V Secondary | RBS
421 | Ref_4 | TSR 432 120/150 | Connection Cable (NFD 302 34/08 ILE BERABER) | SAU OVP-ALM8 Kablo | SAU DF Soket Kablo | RBS
421 | Ref_5 | TSR 482 0243/10M | Signal Cable | SAU-Alarm Kablosu DUG-DUW Arası | SAU Kablo | RBS
421 | Ref_5 | TSR 482 0243/17M | Signal Cable (ZHY 601 17/1 ILE BERABER) | SAU-Alarm Kablosu DUG-DUW Arası | SAU Kablo | RBS
422 | Ref_1 | SXK 111 5372/1 | Earthing set, Cable 16 mm2 black, 2.0m (7ft), M8 screw, (MINI-LINK 6363) | 6363 Toprak Kiti | Toprak Kablosu | TR_RL
422 | Ref_2 | UKL 402 10/22H | MINI-LINK 6363 10/22H | 6363 RAU | 10 GHZ - RAU | TR_RL
422 | Ref_2 | UKL 402 10/22L | MINI-LINK 6363 10/22L | 6363 RAU | 10 GHZ - RAU | TR_RL
422 | Ref_2 | UKL 402 13/01H | MINI-LINK 6363 15/01H | 6363 RAU | 15 GHZ - RAU | TR_RL
422 | Ref_2 | UKL 402 13/01L | MINI-LINK 6363 15/01L | 6363 RAU | 15 GHZ - RAU | TR_RL
422 | Ref_2 | UKL 402 15/02H | MINI-LINK 6363 23/02H | 6363 RAU | 23 GHZ - RAU | TR_RL
422 | Ref_2 | UKL 402 15/02L | MINI-LINK 6363 23/02L | 6363 RAU | 23 GHZ - RAU | TR_RL
422 | Ref_2 | UKL 402 17/01H | MINI-LINK 6363 26/01H | 6363 RAU | 26 GHZ - RAU | TR_RL
422 | Ref_2 | UKL 402 17/01L | MINI-LINK 6363 26/01L | 6363 RAU | 26 GHZ - RAU | TR_RL
422 | Ref_2 | UKL 402 20/11H | MINI-LINK 6363 38/11L 38 GHz RAU HIGH | 6363 RAU | 38 GHZ - RAU | TR_RL
422 | Ref_2 | UKL 402 20/11L | MINI-LINK 6363 38/11L 38 GHz RAU LOW | 6363 RAU | 38 GHZ - RAU | TR_RL
423 | Ref_1 | 52020BLO | Fiber Cable 24FO SM LSZH | Core Optik | Fiber Optik Core | TR_Optik
423 | Ref_2 | SDD 111 0013/24 | ODF 24'LU DUVAR TIPI | ODF Duvar Tipi | Core | TR_Optik
423 | Ref_3 | 52110ACY | OPTICAL PATCH PANEL ODF 1U 24-PORT SC/UPC | Patch Panet | ODF | TR_Optik
424 | Ref_1 | BFL 510 111/1 | MINI-LINK 6692 | TN 6692 Mag | TN Magazin 6692 8x2 | TR_TN
424 | Ref_2 | RPM 777 551/05000 | DC HPCE, 3x6mm2, 5M (ML6692) | TN 6692 Enerji Kablosu | 6692 TN ENERJI KABLOSU 2 ADT KULLANILIR | TR_TN
425 | Ref_1 | BFZ 622 71/3D07H | ANT3 C 0.3 23 HPX | RL ANT Anten Xpic | 23 GHZ - RL ANTEN Xpic | TR_RL
425 | Ref_1 | BFZ 622 71/3D08H | ANT3 C 0.3 24/26 HPX | RL ANT Anten Xpic | Diğer | TR_RL
425 | Ref_1 | BFZ 622 71/3D11H | ANT3 C 0.3 38 HPX | RL ANT Anten Xpic | 38 GHZ - RL ANTEN Xpic | TR_RL
425 | Ref_1 | BFZ 622 72/3D03H | ANT3 C 0.6 10/11 HPX | RL ANT Anten Xpic | 10 GHZ - RL ANTEN Xpic | TR_RL
425 | Ref_1 | BFZ 622 72/3D05H | ANT3 C 0.6 15 HPX | RL ANT Anten Xpic | 15 GHZ - RL ANTEN Xpic | TR_RL
425 | Ref_1 | BFZ 622 72/3D07H | ANT3 C 0.6 23 HPX | RL ANT Anten Xpic | 23 GHZ - RL ANTEN Xpic | TR_RL
425 | Ref_1 | BFZ 622 72/3D08H | ANT3 C 0.6 24/26 HPX | RL ANT Anten Xpic | 26 GHZ - RL ANTEN Xpic | TR_RL
425 | Ref_1 | BFZ 622 72/3D11H | ANT3 C 0.6 38 HPX | RL ANT Anten Xpic | 38 GHZ - RL ANTEN Xpic | TR_RL
425 | Ref_1 | BFZ 622 74/3D03H | ANT3 C 1.2 10/11 HPX | RL ANT Anten Xpic | 10 GHZ - RL ANTEN Xpic | TR_RL
425 | Ref_1 | BFZ 622 74/3D05H | ANT3 C 1.2 15 HPX | RL ANT Anten Xpic | 15 GHZ - RL ANTEN Xpic | TR_RL
425 | Ref_1 | BFZ 622 74/3D07H | ANT3 C 1.2 23 HPX | RL ANT Anten Xpic | 23 GHZ - RL ANTEN Xpic | TR_RL
425 | Ref_2 | SXK 111 5370/1 | WeatherProt3 | 1+0 Kapak | İZOLATÖR | TR_RL
426 | Ref_1 | 502-00-II-0001 | SRC155A - 7 GHz TXRX Birimi | 7 GHZ TXRX Birim | 7 GHZ - Tübitak | TR_RL
426 | Ref_2 | 503-04-18-0058 | IF kablosu topraklama kiti. | IF Toprak Kiti | 7 GHZ - Tübitak Toprak Kiti | TR_RL
426 | Ref_3 | 244106A-84 | Flex-Twist Hanger Assembly for WR112. | Askı Aparatı | 7 GHZ - Tübitak | TR_RL
426 | Ref_4 | VHLP2-7W-4GR/B | 0.6 m ¦ 2 ft ValuLine® High Performance Low Profile Antenna | RL Anten 0.6m | 7 GHZ - Tübitak RL ANTEN | TR_RL
426 | Ref_5 | VHLP4-7W-4GR/D | 1.2 m ¦ 4 ft ValuLine® High Performance Low Profile Antenna. | RL Anten 1.2m | 7 GHZ - Tübitak | TR_RL
426 | Ref_6 | VHLP6-7W-4GR/C | 1.8 m ¦ 6 ft ValuLine® High Performance Low Profile Antenna. | RL Anten 1.8m | 7 GHz 1+1 SRC_Anten | TR_RL
427 | Ref_1 | 520-06-03-0041 | SRC155A - 7 GHz DIPLEXER-1 ( ALT1/ÜST1) | 7 GHZ Diplexer-1 | 7 GHZ - Tübitak Diplex | TR_RL
427 | Ref_2 | 520-06-03-0042 | SRC155A - 7 GHz DIPLEXER-2 (ALT2/ÜST2) | Diplexer-2 | 7 GHZ - Tübitak | TR_RL
427 | Ref_3 | 501-06-II-1121 | SRC155A 1+1 HSB ODU 7 GHz / ÜST1 | TN RAU Üst-1 | 7 GHZ - Tübitak TN MAG | TR_RL
427 | Ref_4 | 501-06-II-1122 | SRC155A 1+1 HSB ODU 7 GHz / ÜST2 | TN RAU Üst-2 | 7 GHz 1+1 SRC_ODU | TR_RL
427 | Ref_5 | 501-06-II-1111 | SRC155A 1+1 HSB ODU 7 GHz / ALT1 | TN RAU Alt-1 | 7 GHZ - Tübitak TN MAG | TR_RL
427 | Ref_6 | 501-06-II-1112 | SRC155A 1+1 HSB ODU 7 GHz / ALT2 | TN RAU Alt-2 | 7 GHZ - Tübitak / ODU | TR_RL
428 | Ref_1 | 502-10-II-0005 | SRC155A DENETİM KARTI. | 7 GHZ Kontrol Kartı | 7 GHZ - Tübitak | TR_RL
428 | Ref_2 | 502-10-II-0008 | SRC155A STM-1 ARAYÜZ KARTI. | Arayüz Kartı | 7 GHz 1+1 SRC_IDU | TR_RL
428 | Ref_3 | 502-10-II-0009 | SRC155A GE ARAYÜZ KARTI. | GE Arayüz Kartı | 7 GHZ - Tübitak SRC Card | TR_RL
428 | Ref_4 | 502-10-II-0003 | SRC155A 32xE1 ARAYÜZ KARTI. | 32xE1 Arayüz Kartı | 7 GHz 1+1 SRC_IDU | TR_RL
428 | Ref_5 | 502-00-II-0006 | SRC155A DC-DC cEViRiCi 140W KARTI. | DC-DC Konvertör | 7 GHZ - Tübitak | TR_RL
428 | Ref_6 | 502-10-II-0002 | SRC155A IF MODEM KARTI. | IF Modem Kartı | 7 GHZ - Tübitak | TR_RL
429 | Ref_1 | 501-06-II-0008 | SRC155A IDU. | 7 GHZ IDU | 7 GHZ - Tübitak | TR_RL
429 | Ref_2 | 520-09-11-0003 | SPDT RF Coaxial Switch (1+1 HSB Tx anahtarlaması için) | SPDT RF Switch | 7 GHZ - Tübitak | TR_RL
430 | Ref_1 | 52060ADI | FCS3 Free Cooling Unit | Baran DK İç Ünite | FCS3 Free Cooling İç Ünite | Free Colling
430 | Ref_2 | 52060ADJ | EPM PAPST Free Cooling Fan -48V DC | Fan | Düşük Kapasite / Free Cooling Fan | Free Colling
430 | Ref_3 | 52070AFR | BARAN FREE COOLING MONTAJ KITI | Montaj Kiti | BARAN Free Cooling Sensör Takımı | Free Colling
430 | Ref_4 | 52070AEO | FREE COOLING YARDIMCI EKIPMANLAR | Yardımcı Ekipman | Düşük Kapasite / Free Cooling Yardımcı Ekipman | Free Colling
430 | Ref_5 | 52020BKF | BARAN FREE COOLING DIS SICAKLIK SENSORU | Sensör | BARAN Free Cooling Dış Sensör | Free Colling
430 | Ref_5 | 52020BKL | BARAN FREE COOLING IC SICAKLIK SENSORU | Sensör | BARAN Free Cooling İç Sensör | Free Colling
430 | Ref_6 | 52070ADR | Torba Filtre (Free Cooling için) | Filtre | Kapı Filitresi | Free Colling
431 | Ref_1 | 52070APG | PROTEK FREE COOLING KONTROL MODULU TEK KLIMALI | Protek DK İç Ünite | Yüksek Kapasite / Free Cooling İç Ünite | Free Colling
431 | Ref_2 | 52060ADJ | EPM PAPST Free Cooling Fan -48V DC | Fan | Düşük Kapasite / Free Cooling Fan | Free Colling
431 | Ref_3 | 52070API | PROTEK FREE COOLING MONTAJ KITI 55 Watt | Montaj Kiti | Düşük Kapasite / Free Cooling Montaj Kiti | Free Colling
431 | Ref_4 | 52070APH | PROTEK FREE COOLING YARDIMCI EKIPMANLAR 55 Watt | Yardımcı Ekipman | Düşük Kapasite / Free Cooling Yardımcı Ekipman | Free Colling
431 | Ref_5 | 52090AIR | Saha Sicaklik Alarm Termostati, Protek, Ethernet Opsiyonlu | Sensör | Isı Sensörü | Free Colling
431 | Ref_5 | 52090AIR_X | Saha Sicaklik Alarm Termostati, Protek, Ethernet Opsiyonlu | Sensör | Isı Sensörü | Free Colling
431 | Ref_6 | 52070APJ | PROTEK FREE COOLING TORBA FILTRE 55 Watt | Filtre | Düşük Kapasite / Free Cooling Filitre | Free Colling
432 | Ref_1 | 52070AOB | FCS04 Baran Free Cooling Unit | Baran YK İç Ünite | Düşük Kapasite / Free Cooling İç Ünite | Free Colling
432 | Ref_2 | 52070AOF | BARAN FCS 04 FREE COOLING FAN BOX 190 Watt | Fan | BARAN FCS 04 Free Cooling Fan | Free Colling
432 | Ref_3 | 52070AOG | BARAN FCS 04 FREE COOLING MONTAJ KITI 190 Watt | Montaj Kiti | BARAN FCS 04 Free Cooling Montaj Kiti | Free Colling
432 | Ref_4 | 52070AOE | BARAN FCS 04 FREE COOLING YARDIMCI EKIPMANLAR 190 Watt | Yardımcı Ekipman | BARAN FCS 04 Free Cooling Yardımcı Ekipan | Free Colling
432 | Ref_5 | 52020BKF | BARAN FREE COOLING DIS SICAKLIK SENSORU | Sensör | BARAN Free Cooling Dış Sensör | Free Colling
432 | Ref_5 | 52020BKL | BARAN FREE COOLING IC SICAKLIK SENSORU | Sensör | BARAN Free Cooling İç Sensör | Free Colling
432 | Ref_6 | 52070AOS | Torba Filtre (Baran FCS 04 Free Cooling 190 Watt) | Filtre | BARAN Free Cooling Filitre | Free Colling
433 | Ref_1 | 52070APG | PROTEK FREE COOLING KONTROL MODULU TEK KLIMALI | Protek YK İç Ünite | Yüksek Kapasite / Free Cooling İç Ünite | Free Colling
433 | Ref_2 | 52070APN | PROTEK FREE COOLING FAN BOX 190 Watt | Fan | Yüksek Kapasite / Free Cooling Fan | Free Colling
433 | Ref_3 | 52070APL | PROTEK FREE COOLING MONTAJ KITI 190 Watt | Montaj Kiti | Yüksek Kapasite / Free Cooling Sensör Takımı | Free Colling
433 | Ref_4 | 52070APK | PROTEK FREE COOLING YARDIMCI EKIPMANLAR 190 Watt | Yardımcı Ekipman | Yüksek Kapasite / Free Cooling Yardımcı Ekipan | Free Colling
433 | Ref_5 | 52090AIR | Saha Sicaklik Alarm Termostati, Protek, Ethernet Opsiyonlu | Sensör | Isı Sensörü | Free Colling
433 | Ref_5 | 52090AIR_X | Saha Sicaklik Alarm Termostati, Protek, Ethernet Opsiyonlu | Sensör | Isı Sensörü | Free Colling
433 | Ref_6 | 52070APM | PROTEK FREE COOLING TORBA FILTRE 190 Watt | Filtre | Yüksek Kapasite / Free Cooling Filitre | Free Colling
434 | Ref_1 | SXK 111 656/1 | Sep Kit RAU2 10-13 0.65 | 10 GHZ RAU Kit | RAU Set Kit | TR_RL
434 | Ref_2 | WGD007411R1A | 10.5 GHz Antenna Adapter | 10 GHz RL Anten Adaptör | 10.5 GHZ - Çanak Bağlantı Aparatı | TR_RL
434 | Ref_4 | SBX2-105 *NOTE | 10.5GHz OMT type Dual pol. HP 60cm antenna (integrated) *Note | 10 GHZ RL Anten Xpic Kit | Diğer | TR_RL
434 | Ref_4 | SBX4-105 *NOTE | 10.5GHz OMT type Dual pol. HP 120cm antenna (integrated) *Note | 10 GHZ RL Anten Xpic Kit | Diğer | TR_RL
435 | Ref_1 | SXK 111 608/1 | Sep Kit RAU2 15 0.65 | 15 GHZ RAU Kit | 15 GHZ - RAU Kit | TR_RL
435 | Ref_2 | WGD007515R1A | 15 GHz Antenna Adapter | 15 GHz RL Anten Adaptör | 15 GHZ - Çanak Bağlantı Aparatı | TR_RL
436 | Ref_1 | SXK 111 609/1 | Sep Kit RAU2 18/23 0.65 | 23 GHZ RAU Kit | 23 GHZ - Kit | TR_RL
436 | Ref_2 | WGD007623R1A | 23 GHz Antenna Adapter | 23 GHz RL Anten Adaptör | 23 GHZ - Çanak Bağlantı Aparatı | TR_RL
436 | Ref_4 | URS 199 01/2D05 | ANT2 I/F 15 HPX/SHPX (Ericsson 15 GHz Dual Polarizasyon icin kullanilan Anten Gobek Arayuzu) | 23 GHZ RL Anten Xpic Adaptör | 15 GHZ - RL ANTEN Xpic Upa | TR_RL
436 | Ref_4 | URS 199 01/2D07 | ANT2 I/F 23 HPX/SHPX (Ericsson 23 GHz Dual Polarizasyon icin kullanilan Anten Gobek Arayuzu) | 23 GHZ RL Anten Xpic Adaptör | 23 GHZ - RL ANTEN Xpic Upa | TR_RL
436 | Ref_5 | SBX2-220CNEC | 0.6 m NEC 23GHz OMT type Dual pol. HP antenna (integrated) | 23 GHZ RL Anten Xpic Kit | Diğer | TR_RL
437 | Ref_1 | WGD007726R1A | 26 GHz Antenna Adapter | 26 GHZ RL Anten Adaptör | 26 GHZ - Çanak Bağlantı Aparatı | TR_RL
437 | Ref_3 | URS 199 01/2D08 | ADAPTER/ANT2 A I/F 24/26 HPX/SHPX | 26 GHZ RL Anten Xpic Adaptör | 26 GHZ - RL ANTEN Xpic Upa | TR_RL
438 | Ref_1 | URS 199 01/2S11 | ANT2 I/F 38 HP/SHP (Ericsson 38 GHz Single Polarizasyon icin kullanilan Anten Gobek Arayuzu) | 38 GHZ RL Anten Adaptör | 38 GHz 1+0 Ericsson_Anten_0.2m | TR_RL
438 | Ref_1 | WGD007838R1A | 38 GHz Antenna Adapter | 38 GHZ RL Anten Adaptör | 38 GHZ - Çanak Bağlantı Aparatı | TR_RL
438 | Ref_3 | URS 199 01/2D11 | ANT2 I/F 38 HPX/SHPX (Ericsson 38 GHz Dual Polarizasyon icin kullanilan Anten Gobek Arayuzu) | 38 GHZ RL Anten Kit | 38 GHZ - RL ANTEN Xpic Upa | TR_RL
438 | Ref_4 | SBX2-380CNEC | 0.6 m RFS 38 GHz OMT type Dual pol. HP antenna (integrated) | 38 GHZ RL Anten Xpic Adaptör | Diğer | TR_RL