## Sayfa2
Lokasyon Kodu | Lokasyon Tanımı | Kullanıcı | Firma | Sayım Adı | Sayım Tarihi | Kalem Kodu | Kalem Tanımı | Varlık Seri No | Miktar | Sayım Fark | Transfer Edilen Adet | Durum | Statü | Statü Açıklaması | Fark | Fark Departmanı | Geldiği Yer | Açık Montaj İş Emri | Açık Söküm İş Emri | Sistemde Bulunduğu Yer | Zimmet Departmanı
17064 | ZINCIRLIKUYU TAT TOWERS | suat | ERİCSSON TELEKOMÜNİKASYON A.Ş.-204 | 17064_1 | 07.06.2021 | 12V100AH | AKU 12V 100Ah UZUN TIP | AKU851831 | 1 | 0 | 0 | OK | PROCESSED | [6 empty] | 17064 | TAS1AEA
17064 | ZINCIRLIKUYU TAT TOWERS | suat | ERİCSSON TELEKOMÜNİKASYON A.Ş.-204 | 17064_1 | 07.06.2021 | 12V100AH | AKU 12V 100Ah UZUN TIP | AKU851835 | 1 | 0 | 0 | OK | PROCESSED | [6 empty] | 17064 | TAS1AEA
17064 | ZINCIRLIKUYU TAT TOWERS | suat | ERİCSSON TELEKOMÜNİKASYON A.Ş.-204 | 17064_1 | 07.06.2021 | 12V100AH | AKU 12V 100Ah UZUN TIP | AKU851836 | 1 | 0 | 0 | OK | PROCESSED | [6 empty] | 17064 | TAS1AEA
17064 | ZINCIRLIKUYU TAT TOWERS | suat | ERİCSSON TELEKOMÜNİKASYON A.Ş.-204 | 17064_1 | 07.06.2021 | 12V100AH | AKU 12V 100Ah UZUN TIP | AKU852903 | 1 | 0 | 0 | OK | PROCESSED | [6 empty] | 17064 | TAS1AEA
17064 | ZINCIRLIKUYU TAT TOWERS | suat | ERİCSSON TELEKOMÜNİKASYON A.Ş.-204 | 17064_1 | 07.06.2021 | 12V100AH | AKU 12V 100Ah UZUN TIP | AKU852904 | 1 | 0 | 0 | OK | PROCESSED | [6 empty] | 17064 | TAS1AEA
17064 | ZINCIRLIKUYU TAT TOWERS | suat | ERİCSSON TELEKOMÜNİKASYON A.Ş.-204 | 17064_1 | 07.06.2021 | 12V100AH | AKU 12V 100Ah UZUN TIP | AKU852905 | 1 | 0 | 0 | OK | PROCESSED | [6 empty] | 17064 | TAS1AEA
17064 | ZINCIRLIKUYU TAT TOWERS | suat | ERİCSSON TELEKOMÜNİKASYON A.Ş.-204 | 17064_1 | 07.06.2021 | 12V100AH | AKU 12V 100Ah UZUN TIP | AKU852911 | 1 | 0 | 0 | OK | PROCESSED | [6 empty] | 17064 | TAS1AEA
17064 | ZINCIRLIKUYU TAT TOWERS | suat | ERİCSSON TELEKOMÜNİKASYON A.Ş.-204 | 17064_1 | 07.06.2021 | 12V100AH | AKU 12V 100Ah UZUN TIP | AKU852914 | 1 | 0 | 0 | OK | PROCESSED | [6 empty] | 17064 | TAS1AEA
17064 | ZINCIRLIKUYU TAT TOWERS | suat | ERİCSSON TELEKOMÜNİKASYON A.Ş.-204 | 17064_1 | 07.06.2021 | 12V100AH | AKU 12V 100Ah UZUN TIP | AKU852915 | 1 | 0 | 0 | OK | PROCESSED | [6 empty] | 17064 | TAS1AEA
17064 | ZINCIRLIKUYU TAT TOWERS | suat | ERİCSSON TELEKOMÜNİKASYON A.Ş.-204 | 17064_1 | 07.06.2021 | 12V100AH | AKU 12V 100Ah UZUN TIP | AKU852916 | 1 | 0 | 0 | OK | PROCESSED | [6 empty] | 17064 | TAS1AEA
17064 | ZINCIRLIKUYU TAT TOWERS | suat | ERİCSSON TELEKOMÜNİKASYON A.Ş.-204 | 17064_1 | 07.06.2021 | 12V100AH | AKU 12V 100Ah UZUN TIP | AKU852917 | 1 | 0 | 0 | OK | PROCESSED | [6 empty] | 17064 | TAS1AEA
17064 | ZINCIRLIKUYU TAT TOWERS | suat | ERİCSSON TELEKOMÜNİKASYON A.Ş.-204 | 17064_1 | 07.06.2021 | 12V100AH | AKU 12V 100Ah UZUN TIP | AKU852918 | 1 | 0 | 0 | OK | PROCESSED | [6 empty] | 17064 | TAS1AEA
17064 | ZINCIRLIKUYU TAT TOWERS | suat | ERİCSSON TELEKOMÜNİKASYON A.Ş.-204 | 17064_1 | 07.06.2021 | 12V100AH | AKU 12V 100Ah UZUN TIP | AKU852919 | 1 | 0 | 0 | OK | PROCESSED | [6 empty] | 17064 | TAS1AEA
17064 | ZINCIRLIKUYU TAT TOWERS | suat | ERİCSSON TELEKOMÜNİKASYON A.Ş.-204 | 17064_1 | 07.06.2021 | 12V100AH | AKU 12V 100Ah UZUN TIP | AKU852920 | 1 | 0 | 0 | OK | PROCESSED | [6 empty] | 17064 | TAS1AEA
17064 | ZINCIRLIKUYU TAT TOWERS | suat | ERİCSSON TELEKOMÜNİKASYON A.Ş.-204 | 17064_1 | 07.06.2021 | 12V100AH | AKU 12V 100Ah UZUN TIP | AKU852921 | 1 | 0 | 0 | OK | PROCESSED | [6 empty] | 17064 | TAS1AEA
17064 | ZINCIRLIKUYU TAT TOWERS | suat | ERİCSSON TELEKOMÜNİKASYON A.Ş.-204 | 17064_1 | 07.06.2021 | 12V100AH | AKU 12V 100Ah UZUN TIP | AKU853506 | 1 | 0 | 0 | OK | PROCESSED | [6 empty] | 17064 | TAS1AEA
17064 | ZINCIRLIKUYU TAT TOWERS | suat | ERİCSSON TELEKOMÜNİKASYON A.Ş.-204 | 17064_1 | 07.06.2021 | 12V100AH-C | AKU 12V 100Ah UZUN TIP | C00000006533 | 1 | 0 | 0 | OK | PROCESSED | [6 empty] | 17064 | TAS1AEA
17064 | ZINCIRLIKUYU TAT TOWERS | suat | ERİCSSON TELEKOMÜNİKASYON A.Ş.-204 | 17064_1 | 07.06.2021 | 12V100AH-C | AKU 12V 100Ah UZUN TIP | C00000006534 | 1 | 0 | 0 | OK | PROCESSED | [6 empty] | 17064 | TAS1AEA
17064 | ZINCIRLIKUYU TAT TOWERS | suat | ERİCSSON TELEKOMÜNİKASYON A.Ş.-204 | 17064_1 | 07.06.2021 | 12V100AH-C | AKU 12V 100Ah UZUN TIP | C00000006535 | 1 | 0 | 0 | OK | PROCESSED | [6 empty] | 17064 | TAS1AEA
17064 | ZINCIRLIKUYU TAT TOWERS | suat | ERİCSSON TELEKOMÜNİKASYON A.Ş.-204 | 17064_1 | 07.06.2021 | 12V100AH-C | AKU 12V 100Ah UZUN TIP | C00000006536 | 1 | 0 | 0 | OK | PROCESSED | [6 empty] | 17064 | TAS1AEA
17064 | ZINCIRLIKUYU TAT TOWERS | suat | ERİCSSON TELEKOMÜNİKASYON A.Ş.-204 | 17064_1 | 07.06.2021 | 12V100AH-C | AKU 12V 100Ah UZUN TIP | C00000007297 | 1 | 0 | 0 | OK | PROCESSED | [6 empty] | 17064 | TAS1AEA
17064 | ZINCIRLIKUYU TAT TOWERS | suat | ERİCSSON TELEKOMÜNİKASYON A.Ş.-204 | 17064_1 | 07.06.2021 | 12V100AH-C | AKU 12V 100Ah UZUN TIP | C00000007298 | 1 | 0 | 0 | OK | PROCESSED | [6 empty] | 17064 | TAS1AEA
17064 | ZINCIRLIKUYU TAT TOWERS | suat | ERİCSSON TELEKOMÜNİKASYON A.Ş.-204 | 17064_1 | 07.06.2021 | 12V100AH-C | AKU 12V 100Ah UZUN TIP | C00000007299 | 1 | 0 | 0 | OK | PROCESSED | [6 empty] | 17064 | TAS1AEA
17064 | ZINCIRLIKUYU TAT TOWERS | suat | ERİCSSON TELEKOMÜNİKASYON A.Ş.-204 | 17064_1 | 07.06.2021 | 12V100AH-C | AKU 12V 100Ah UZUN TIP | C00000007300 | 1 | 0 | 0 | OK | PROCESSED | [6 empty] | 17064 | TAS1AEA
17064 | ZINCIRLIKUYU TAT TOWERS | suat | ERİCSSON TELEKOMÜNİKASYON A.Ş.-204 | 17064_1 | 07.06.2021 | 12V100AH-C | AKU 12V 100Ah UZUN TIP | C00000007357 | 1 | 0 | 0 | OK | PROCESSED | [6 empty] | 17064 | TAS1AEA
17064 | ZINCIRLIKUYU TAT TOWERS | suat | ERİCSSON TELEKOMÜNİKASYON A.Ş.-204 | 17064_1 | 07.06.2021 | 12V100AH-C | AKU 12V 100Ah UZUN TIP | C00000007358 | 1 | 0 | 0 | OK | PROCESSED | [6 empty] | 17064 | TAS1AEA
17064 | ZINCIRLIKUYU TAT TOWERS | suat | ERİCSSON TELEKOMÜNİKASYON A.Ş.-204 | 17064_1 | 07.06.2021 | 12V100AH-C | AKU 12V 100Ah UZUN TIP | C00000007359 | 1 | 0 | 0 | OK | PROCESSED | [6 empty] | 17064 | TAS1AEA
17064 | ZINCIRLIKUYU TAT TOWERS | suat | ERİCSSON TELEKOMÜNİKASYON A.Ş.-204 | 17064_1 | 07.06.2021 | 12V100AH-C | AKU 12V 100Ah UZUN TIP | C00000007360 | 1 | 0 | 0 | OK | PROCESSED | [6 empty] | 17064 | TAS1AEA
17064 | ZINCIRLIKUYU TAT TOWERS | suat | ERİCSSON TELEKOMÜNİKASYON A.Ş.-204 | 17064_1 | 07.06.2021 | 12V100AH-C | AKU 12V 100Ah UZUN TIP | C00000008485 | 1 | 0 | 0 | OK | PROCESSED | [6 empty] | 17064 | TAS1AEA
17064 | ZINCIRLIKUYU TAT TOWERS | suat | ERİCSSON TELEKOMÜNİKASYON A.Ş.-204 | 17064_1 | 07.06.2021 | 12V100AH-C | AKU 12V 100Ah UZUN TIP | C00000008486 | 1 | 0 | 0 | OK | PROCESSED | [6 empty] | 17064 | TAS1AEA
17064 | ZINCIRLIKUYU TAT TOWERS | suat | ERİCSSON TELEKOMÜNİKASYON A.Ş.-204 | 17064_1 | 07.06.2021 | 12V100AH-C | AKU 12V 100Ah UZUN TIP | C00000008487 | 1 | 0 | 0 | OK | PROCESSED | [6 empty] | 17064 | TAS1AEA
17064 | ZINCIRLIKUYU TAT TOWERS | suat | ERİCSSON TELEKOMÜNİKASYON A.Ş.-204 | 17064_1 | 07.06.2021 | 12V100AH-C | AKU 12V 100Ah UZUN TIP | C00000008488 | 1 | 0 | 0 | OK | PROCESSED | [6 empty] | 17064 | TAS1AEA
17064 | ZINCIRLIKUYU TAT TOWERS | suat | ERİCSSON TELEKOMÜNİKASYON A.Ş.-204 | 17064_1 | 07.06.2021 | 12V100AH-S | AKU 12V 100Ah KISA TIP | F208L6773 | 1 | 0 | 0 | OK | PROCESSED | [6 empty] | 17064 | TAS1AEA
17064 | ZINCIRLIKUYU TAT TOWERS | suat | ERİCSSON TELEKOMÜNİKASYON A.Ş.-204 | 17064_1 | 07.06.2021 | 12V100AH-S | AKU 12V 100Ah KISA TIP | F208L6774 | 1 | 0 | 0 | OK | PROCESSED | [6 empty] | 17064 | TAS1AEA
17064 | ZINCIRLIKUYU TAT TOWERS | suat | ERİCSSON TELEKOMÜNİKASYON A.Ş.-204 | 17064_1 | 07.06.2021 | 12V100AH-S | AKU 12V 100Ah KISA TIP | F208L6775 | 1 | 0 | 0 | OK | PROCESSED | [6 empty] | 17064 | TAS1AEA
17064 | ZINCIRLIKUYU TAT TOWERS | suat | ERİCSSON TELEKOMÜNİKASYON A.Ş.-204 | 17064_1 | 07.06.2021 | 12V100AH-S | AKU 12V 100Ah KISA TIP | F208L6776 | 1 | 0 | 0 | OK | PROCESSED | [6 empty] | 17064 | TAS1AEA
17064 | ZINCIRLIKUYU TAT TOWERS | suat | ERİCSSON TELEKOMÜNİKASYON A.Ş.-204 | 17064_1 | 07.06.2021 | 12V100AH-S | AKU 12V 100Ah KISA TIP | F208L6777 | 1 | 0 | 0 | OK | PROCESSED | [6 empty] | 17064 | TAS1AEA
17064 | ZINCIRLIKUYU TAT TOWERS | suat | ERİCSSON TELEKOMÜNİKASYON A.Ş.-204 | 17064_1 | 07.06.2021 | 12V100AH-S | AKU 12V 100Ah KISA TIP | F208L6778 | 1 | 0 | 0 | OK | PROCESSED | [6 empty] | 17064 | TAS1AEA
17064 | ZINCIRLIKUYU TAT TOWERS | suat | ERİCSSON TELEKOMÜNİKASYON A.Ş.-204 | 17064_1 | 07.06.2021 | 12V100AH-S | AKU 12V 100Ah KISA TIP | F208L6779 | 1 | 0 | 0 | OK | PROCESSED | [6 empty] | 17064 | TAS1AEA
17064 | ZINCIRLIKUYU TAT TOWERS | suat | ERİCSSON TELEKOMÜNİKASYON A.Ş.-204 | 17064_1 | 07.06.2021 | 12V100AH-S | AKU 12V 100Ah KISA TIP | F208L6780 | 1 | 0 | 0 | OK | PROCESSED | [6 empty] | 17064 | TAS1AEA
17064 | ZINCIRLIKUYU TAT TOWERS | suat | ERİCSSON TELEKOMÜNİKASYON A.Ş.-204 | 17064_1 | 07.06.2021 | 12V100AH-S | AKU 12V 100Ah KISA TIP | F209A0201 | 1 | 0 | 0 | OK | PROCESSED | [6 empty] | 17064 | TAS1AEA
17064 | ZINCIRLIKUYU TAT TOWERS | suat | ERİCSSON TELEKOMÜNİKASYON A.Ş.-204 | 17064_1 | 07.06.2021 | 12V100AH-S | AKU 12V 100Ah KISA TIP | F209A0202 | 1 | 0 | 0 | OK | PROCESSED | [6 empty] | 17064 | TAS1AEA
17064 | ZINCIRLIKUYU TAT TOWERS | suat | ERİCSSON TELEKOMÜNİKASYON A.Ş.-204 | 17064_1 | 07.06.2021 | 12V100AH-S | AKU 12V 100Ah KISA TIP | F209A0203 | 1 | 0 | 0 | OK | PROCESSED | [6 empty] | 17064 | TAS1AEA
17064 | ZINCIRLIKUYU TAT TOWERS | suat | ERİCSSON TELEKOMÜNİKASYON A.Ş.-204 | 17064_1 | 07.06.2021 | 12V100AH-S | AKU 12V 100Ah KISA TIP | F209A0204 | 1 | 0 | 0 | OK | PROCESSED | [6 empty] | 17064 | TAS1AEA
17064 | ZINCIRLIKUYU TAT TOWERS | suat | ERİCSSON TELEKOMÜNİKASYON A.Ş.-204 | 17064_1 | 07.06.2021 | 12V100AH-S | AKU 12V 100Ah KISA TIP | F209A0205 | 1 | 0 | 0 | OK | PROCESSED | [6 empty] | 17064 | TAS1AEA
17064 | ZINCIRLIKUYU TAT TOWERS | suat | ERİCSSON TELEKOMÜNİKASYON A.Ş.-204 | 17064_1 | 07.06.2021 | 12V100AH-S | AKU 12V 100Ah KISA TIP | F209A0206 | 1 | 0 | 0 | OK | PROCESSED | [6 empty] | 17064 | TAS1AEA
17064 | ZINCIRLIKUYU TAT TOWERS | suat | ERİCSSON TELEKOMÜNİKASYON A.Ş.-204 | 17064_1 | 07.06.2021 | 12V100AH-S | AKU 12V 100Ah KISA TIP | F209A0207 | 1 | 0 | 0 | OK | PROCESSED | [6 empty] | 17064 | TAS1AEA
17064 | ZINCIRLIKUYU TAT TOWERS | suat | ERİCSSON TELEKOMÜNİKASYON A.Ş.-204 | 17064_1 | 07.06.2021 | 12V100AH-S | AKU 12V 100Ah KISA TIP | F209A0208 | 1 | 0 | 0 | OK | PROCESSED | [6 empty] | 17064 | TAS1AEA
17064 | ZINCIRLIKUYU TAT TOWERS | suat | ERİCSSON TELEKOMÜNİKASYON A.Ş.-204 | 17064_1 | 07.06.2021 | 51120AAS | 20U Transmisyon Kabineti (Turkcell Tipi) | TTC015549 | 1 | 0 | 0 | OK | PROCESSED | [6 empty] | 17064 | TAS1AEA
17064 | ZINCIRLIKUYU TAT TOWERS | suat | ERİCSSON TELEKOMÜNİKASYON A.Ş.-204 | 17064_1 | 07.06.2021 | 51120AAS | 20U Transmisyon Kabineti (Turkcell Tipi) | TTC015622 | 1 | 0 | 0 | OK | PROCESSED | [6 empty] | 17064 | TAS1AEA
17064 | ZINCIRLIKUYU TAT TOWERS | suat | ERİCSSON TELEKOMÜNİKASYON A.Ş.-204 | 17064_1 | 07.06.2021 | 52020AAU | 7/8 FEEDER |  | 5900 | 0 | 0 | OK | PROCESSED | [7 empty] | TAS1AEA
17064 | ZINCIRLIKUYU TAT TOWERS | suat | ERİCSSON TELEKOMÜNİKASYON A.Ş.-204 | 17064_1 | 07.06.2021 | 52020ABA | 1/2 FEEDER |  | 4500 | 4500 | -4500 | Sayım fazlası depo transferi ile tamamlanmıştır | PROCESSED | [7 empty] | TAS1AEA
17064 | ZINCIRLIKUYU TAT TOWERS | suat | ERİCSSON TELEKOMÜNİKASYON A.Ş.-204 | 17064_1 | 07.06.2021 | 52020BEO | CONNECTOR N TYPE MALE RIGHT ANGLE FOR 1/2 |  | 330 | 0 | 0 | OK | PROCESSED | [7 empty] | TAS1AEA
17064 | ZINCIRLIKUYU TAT TOWERS | suat | ERİCSSON TELEKOMÜNİKASYON A.Ş.-204 | 17064_1 | 07.06.2021 | 52020BEP | DELTA RECTIFIER 6U CABINET | RP073000119W0 | 1 | 0 | 0 | OK | PROCESSED | [6 empty] | 17064 | TAS1AEA
17064 | ZINCIRLIKUYU TAT TOWERS | suat | ERİCSSON TELEKOMÜNİKASYON A.Ş.-204 | 17064_1 | 07.06.2021 | 52020BEP | DELTA RECTIFIER 6U CABINET | RP073400312W0 | 1 | 0 | 0 | OK | PROCESSED | [6 empty] | 17064 | TAS1AEA
17064 | ZINCIRLIKUYU TAT TOWERS | suat | ERİCSSON TELEKOMÜNİKASYON A.Ş.-204 | 17064_1 | 07.06.2021 | 52020BEP | DELTA RECTIFIER 6U CABINET | RP073400441W0 | 1 | 0 | 0 | OK | PROCESSED | [6 empty] | 17064 | TAS1AEA
17064 | ZINCIRLIKUYU TAT TOWERS | suat | ERİCSSON TELEKOMÜNİKASYON A.Ş.-204 | 17064_1 | 07.06.2021 | 52020BER | DELTA CONTROL UNIT | LO073000119W0 | 1 | 0 | 0 | OK | PROCESSED | [6 empty] | 17064 | TAS1AEA
17064 | ZINCIRLIKUYU TAT TOWERS | suat | ERİCSSON TELEKOMÜNİKASYON A.Ş.-204 | 17064_1 | 07.06.2021 | 52020BER | DELTA CONTROL UNIT | LO073400312W0 | 1 | 0 | 0 | OK | PROCESSED | [6 empty] | 17064 | TAS1AEA
17064 | ZINCIRLIKUYU TAT TOWERS | suat | ERİCSSON TELEKOMÜNİKASYON A.Ş.-204 | 17064_1 | 07.06.2021 | 52020BER | DELTA CONTROL UNIT | LO073400441W0 | 1 | 0 | 0 | OK | PROCESSED | [6 empty] | 17064 | TAS1AEA
17064 | ZINCIRLIKUYU TAT TOWERS | suat | ERİCSSON TELEKOMÜNİKASYON A.Ş.-204 | 17064_1 | 07.06.2021 | 52020BES | DELTA RECTIFIER UNIT 2700 Watt | NH073400942W0 | 1 | 0 | 0 | OK | PROCESSED | [6 empty] | 17064 | TAS1AEA
17064 | ZINCIRLIKUYU TAT TOWERS | suat | ERİCSSON TELEKOMÜNİKASYON A.Ş.-204 | 17064_1 | 07.06.2021 | 52020BES | DELTA RECTIFIER UNIT 2700 Watt | NH073400949W0 | 1 | 0 | 0 | OK | PROCESSED | [6 empty] | 17064 | TAS1AEA
17064 | ZINCIRLIKUYU TAT TOWERS | suat | ERİCSSON TELEKOMÜNİKASYON A.Ş.-204 | 17064_1 | 07.06.2021 | 52020BES | DELTA RECTIFIER UNIT 2700 Watt | NH073400961W0 | 1 | 0 | 0 | OK | PROCESSED | [6 empty] | 17064 | TAS1AEA
17064 | ZINCIRLIKUYU TAT TOWERS | suat | ERİCSSON TELEKOMÜNİKASYON A.Ş.-204 | 17064_1 | 07.06.2021 | 52020BES | DELTA RECTIFIER UNIT 2700 Watt | NH073401090W0 | 1 | 0 | 0 | OK | PROCESSED | [6 empty] | 17064 | TAS1AEA
17064 | ZINCIRLIKUYU TAT TOWERS | suat | ERİCSSON TELEKOMÜNİKASYON A.Ş.-204 | 17064_1 | 07.06.2021 | 52020BES | DELTA RECTIFIER UNIT 2700 Watt | NH073401099W0 | 1 | 0 | 0 | OK | PROCESSED | [6 empty] | 17064 | TAS1AEA
17064 | ZINCIRLIKUYU TAT TOWERS | suat | ERİCSSON TELEKOMÜNİKASYON A.Ş.-204 | 17064_1 | 07.06.2021 | 52020BES | DELTA RECTIFIER UNIT 2700 Watt | RX072800423W0 | 1 | 0 | 0 | OK | PROCESSED | [6 empty] | 17064 | TAS1AEA
17064 | ZINCIRLIKUYU TAT TOWERS | suat | ERİCSSON TELEKOMÜNİKASYON A.Ş.-204 | 17064_1 | 07.06.2021 | 52020BES | DELTA RECTIFIER UNIT 2700 Watt | RX072800473W0 | 1 | 0 | 0 | OK | PROCESSED | [6 empty] | 17064 | TAS1AEA
17064 | ZINCIRLIKUYU TAT TOWERS | suat | ERİCSSON TELEKOMÜNİKASYON A.Ş.-204 | 17064_1 | 07.06.2021 | 52020BES | DELTA RECTIFIER UNIT 2700 Watt | RX072800546W0 | 1 | 0 | 0 | OK | PROCESSED | [6 empty] | 17064 | TAS1AEA
17064 | ZINCIRLIKUYU TAT TOWERS | suat | ERİCSSON TELEKOMÜNİKASYON A.Ş.-204 | 17064_1 | 07.06.2021 | 52020BES | DELTA RECTIFIER UNIT 2700 Watt | RX072900886W0 | 1 | 0 | 0 | OK | PROCESSED | [6 empty] | 17064 | TAS1AEA
17064 | ZINCIRLIKUYU TAT TOWERS | suat | ERİCSSON TELEKOMÜNİKASYON A.Ş.-204 | 17064_1 | 07.06.2021 | 52020BES | DELTA RECTIFIER UNIT 2700 Watt | RX073102139W0 | 1 | 0 | 0 | OK | PROCESSED | [6 empty] | 17064 | TAS1AEA
17064 | ZINCIRLIKUYU TAT TOWERS | suat | ERİCSSON TELEKOMÜNİKASYON A.Ş.-204 | 17064_1 | 07.06.2021 | 52020BES | DELTA RECTIFIER UNIT 2700 Watt | RX073102198W0 | 1 | 0 | 0 | OK | PROCESSED | [6 empty] | 17064 | TAS1AEA
17064 | ZINCIRLIKUYU TAT TOWERS | suat | ERİCSSON TELEKOMÜNİKASYON A.Ş.-204 | 17064_1 | 07.06.2021 | 52020BES | DELTA RECTIFIER UNIT 2700 Watt | RX073102246W0 | 1 | 0 | 0 | OK | PROCESSED | [6 empty] | 17064 | TAS1AEA
17064 | ZINCIRLIKUYU TAT TOWERS | suat | ERİCSSON TELEKOMÜNİKASYON A.Ş.-204 | 17064_1 | 07.06.2021 | 52020BES | DELTA RECTIFIER UNIT 2700 Watt | RX073102255W0 | 1 | 0 | 0 | OK | PROCESSED | [6 empty] | 17064 | TAS1AEA
17064 | ZINCIRLIKUYU TAT TOWERS | suat | ERİCSSON TELEKOMÜNİKASYON A.Ş.-204 | 17064_1 | 07.06.2021 | 52020BES | DELTA RECTIFIER UNIT 2700 Watt | RX073303475W0 | 1 | 0 | 0 | OK | PROCESSED | [6 empty] | 17064 | TAS1AEA
17064 | ZINCIRLIKUYU TAT TOWERS | suat | ERİCSSON TELEKOMÜNİKASYON A.Ş.-204 | 17064_1 | 07.06.2021 | 52020BEY | Connector for 1/2" RF cable N-male |  | 239 | 0 | 0 | OK | PROCESSED | [7 empty] | TAS1AEA
17064 | ZINCIRLIKUYU TAT TOWERS | suat | ERİCSSON TELEKOMÜNİKASYON A.Ş.-204 | 17064_1 | 07.06.2021 | 52020BFC | CONNECTOR FOR 7/8 FEEDER, 7-16 TYPE FEMALE |  | 96 | 96 | -96 | Sayım fazlası depo transferi ile tamamlanmıştır | PROCESSED | [7 empty] | TAS1AEA
17064 | ZINCIRLIKUYU TAT TOWERS | suat | ERİCSSON TELEKOMÜNİKASYON A.Ş.-204 | 17064_1 | 07.06.2021 | 52020BFE | 50 MM2 BATTERY CABLE |  | 48 | 12 | -12 | Sayım fazlası depo transferi ile tamamlanmıştır | PROCESSED | [7 empty] | TAS1AEA
17064 | ZINCIRLIKUYU TAT TOWERS | suat | ERİCSSON TELEKOMÜNİKASYON A.Ş.-204 | 17064_1 | 07.06.2021 | 52020BHC | External Alarm Cable RBS 2216 v2 |  | 1 | 1 | -1 | Sayım fazlası depo transferi ile tamamlanmıştır | PROCESSED | [7 empty] | TAS1AEA
17064 | ZINCIRLIKUYU TAT TOWERS | suat | ERİCSSON TELEKOMÜNİKASYON A.Ş.-204 | 17064_1 | 07.06.2021 | 52020BJM | DELTA RECTIFIER UZAKTAN ERISIM KARTI (-48V/24V) | 0HH1660F8D | 1 | 0 | 0 | OK | PROCESSED | [6 empty] | 17064 | TAS1AEA
17064 | ZINCIRLIKUYU TAT TOWERS | suat | ERİCSSON TELEKOMÜNİKASYON A.Ş.-204 | 17064_1 | 07.06.2021 | 52020BJM | DELTA RECTIFIER UZAKTAN ERISIM KARTI (-48V/24V) | 0HH1661314 | 1 | 0 | 0 | OK | PROCESSED | [6 empty] | 17064 | TAS1AEA
17064 | ZINCIRLIKUYU TAT TOWERS | suat | ERİCSSON TELEKOMÜNİKASYON A.Ş.-204 | 17064_1 | 07.06.2021 | 52020BJM | DELTA RECTIFIER UZAKTAN ERISIM KARTI (-48V/24V) | 0HH17600C9 | 1 | 0 | 0 | OK | PROCESSED | [6 empty] | 17064 | TAS1AEA
17064 | ZINCIRLIKUYU TAT TOWERS | suat | ERİCSSON TELEKOMÜNİKASYON A.Ş.-204 | 17064_1 | 07.06.2021 | 52030AER | Aku Ayırıcı Parcası |  | 36 | 0 | 0 |  | NO_PROCESS | SAYIMA KAPALI KALEM | [6 empty] | TAS1AEA
17064 | ZINCIRLIKUYU TAT TOWERS | suat | ERİCSSON TELEKOMÜNİKASYON A.Ş.-204 | 17064_1 | 07.06.2021 | 52070AFF | Klima Toshiba Invertorlu 22.000 BTU Ic Unite | 32500287 | 1 | 0 | 0 | OK | PROCESSED | [6 empty] | 17064 | TAS1AEA
17064 | ZINCIRLIKUYU TAT TOWERS | suat | ERİCSSON TELEKOMÜNİKASYON A.Ş.-204 | 17064_1 | 07.06.2021 | 52070AFG | Klima Toshiba Invertorlu 22.000 BTU Dis Unite | 60110100230178 | 1 | 0 | 0 | OK | PROCESSED | [6 empty] | 17064 | TAS1AEA
17064 | ZINCIRLIKUYU TAT TOWERS | suat | ERİCSSON TELEKOMÜNİKASYON A.Ş.-204 | 17064_1 | 07.06.2021 | 52070AFS | Multilock Interactive+ Barel |  | 3 | 2 | -2 | Sayım fazlası depo transferi ile tamamlanmıştır | PROCESSED | [7 empty] | TAS1AEA
17064 | ZINCIRLIKUYU TAT TOWERS | suat | ERİCSSON TELEKOMÜNİKASYON A.Ş.-204 | 17064_1 | 07.06.2021 | 52070AJK | Yetkisiz erişim uyarı levhası |  | 3 | 0 | 0 |  | NO_PROCESS | SAYIMA KAPALI KALEM | [6 empty] | TAS1AEA
17064 | ZINCIRLIKUYU TAT TOWERS | suat | ERİCSSON TELEKOMÜNİKASYON A.Ş.-204 | 17064_1 | 07.06.2021 | 52070AJL | Acil durum bildirim levhası |  | 3 | 0 | 0 |  | NO_PROCESS | SAYIMA KAPALI KALEM | [6 empty] | TAS1AEA
17064 | ZINCIRLIKUYU TAT TOWERS | suat | ERİCSSON TELEKOMÜNİKASYON A.Ş.-204 | 17064_1 | 07.06.2021 | 52070AJM | İSG uyarı levhası |  | 3 | 0 | 0 |  | NO_PROCESS | SAYIMA KAPALI KALEM | [6 empty] | TAS1AEA
17064 | ZINCIRLIKUYU TAT TOWERS | suat | ERİCSSON TELEKOMÜNİKASYON A.Ş.-204 | 17064_1 | 07.06.2021 | 52070AJN | Yüksek gerilim uyarı levhası |  | 6 | 0 | 0 |  | NO_PROCESS | SAYIMA KAPALI KALEM | [6 empty] | TAS1AEA
17064 | ZINCIRLIKUYU TAT TOWERS | suat | ERİCSSON TELEKOMÜNİKASYON A.Ş.-204 | 17064_1 | 07.06.2021 | 52070AOT | Klima Zibro S6650 Invertorlu 18.000 BTU Ic Unite | 4E85740005470 | 1 | 0 | 0 | OK | PROCESSED | [6 empty] | 17064 | TAS1AEA
17064 | ZINCIRLIKUYU TAT TOWERS | suat | ERİCSSON TELEKOMÜNİKASYON A.Ş.-204 | 17064_1 | 07.06.2021 | 52070AOU | Klima Zibro S6650 Invertorlu 18.000 BTU Dis Unite | 4E38740023366 | 1 | 0 | 0 | OK | PROCESSED | [6 empty] | 17064 | TAS1AEA
17064 | ZINCIRLIKUYU TAT TOWERS | suat | ERİCSSON TELEKOMÜNİKASYON A.Ş.-204 | 17064_1 | 07.06.2021 | 52070AOY | Klima Daikin FTXB50B Invertorlu 18.000 BTU Ic Unite | 305750K0132003 | 1 | 0 | 0 | OK | PROCESSED | [6 empty] | 17064 | TAS1AEA
17064 | ZINCIRLIKUYU TAT TOWERS | suat | ERİCSSON TELEKOMÜNİKASYON A.Ş.-204 | 17064_1 | 07.06.2021 | 52070AOZ | Klima Daikin FTXB50B Invertorlu 18.000 BTU Dis Unite | 305613K013038A | 1 | 0 | 0 | OK | PROCESSED | [6 empty] | 17064 | TAS1AEA
17064 | ZINCIRLIKUYU TAT TOWERS | suat | ERİCSSON TELEKOMÜNİKASYON A.Ş.-204 | 17064_1 | 07.06.2021 | 52080ABU | C RAY TAKIMI 2X2 |  | 3 | 3 | 0 |  | PROCESSED | [7 empty] | TAS1AEA
17064 | ZINCIRLIKUYU TAT TOWERS | suat | ERİCSSON TELEKOMÜNİKASYON A.Ş.-204 | 17064_1 | 07.06.2021 | 52090AAP | POWERBOX 220V RÖLESİZ | PBE096189 | 1 | 0 | 0 | OK | PROCESSED | [6 empty] | 17064 | TAS1AEA
17064 | ZINCIRLIKUYU TAT TOWERS | suat | ERİCSSON TELEKOMÜNİKASYON A.Ş.-204 | 17064_1 | 07.06.2021 | 52090AAP | POWERBOX 220V RÖLESİZ | PBE096906 | 1 | 0 | 0 | OK | PROCESSED | [6 empty] | 17064 | TAS1AEA
17064 | ZINCIRLIKUYU TAT TOWERS | suat | ERİCSSON TELEKOMÜNİKASYON A.Ş.-204 | 17064_1 | 07.06.2021 | 52090AAP | POWERBOX 220V RÖLESİZ | PBE096948 | 1 | 0 | 0 | OK | PROCESSED | [6 empty] | 17064 | TAS1AEA
17064 | ZINCIRLIKUYU TAT TOWERS | suat | ERİCSSON TELEKOMÜNİKASYON A.Ş.-204 | 17064_1 | 07.06.2021 | 52090ABJ | Bir Sayaçlı Pano. | ELKMAKEL30414808 | 1 | 0 | 0 | OK | PROCESSED | [6 empty] | 17064 | TAS1AEA
17064 | ZINCIRLIKUYU TAT TOWERS | suat | ERİCSSON TELEKOMÜNİKASYON A.Ş.-204 | 17064_1 | 07.06.2021 | 52090ABJ | Bir Sayaçlı Pano. | ELKMAKEL30416053 | 1 | 0 | 0 | OK | PROCESSED | [6 empty] | 17064 | TAS1AEA
17064 | ZINCIRLIKUYU TAT TOWERS | suat | ERİCSSON TELEKOMÜNİKASYON A.Ş.-204 | 17064_1 | 07.06.2021 | 52090ABJ | Bir Sayaçlı Pano. | ELKMAKEL37006641 | 1 | 0 | 0 | OK | PROCESSED | [6 empty] | 17064 | TAS1AEA
17064 | ZINCIRLIKUYU TAT TOWERS | suat | ERİCSSON TELEKOMÜNİKASYON A.Ş.-204 | 17064_1 | 07.06.2021 | 52090ADV | SAYAC PANOSU_V2 | 35004925 | 1 | 0 | 0 | OK | PROCESSED | [6 empty] | 17064 | TAS1AEA
17064 | ZINCIRLIKUYU TAT TOWERS | suat | ERİCSSON TELEKOMÜNİKASYON A.Ş.-204 | 17064_1 | 07.06.2021 | 52090AFT | RRU DC ENERJI DAGITIM PANOSU V2 | RGS000032740 | 1 | 0 | 0 | OK | PROCESSED | [6 empty] | 17064 | TAS1AEA
17064 | ZINCIRLIKUYU TAT TOWERS | suat | ERİCSSON TELEKOMÜNİKASYON A.Ş.-204 | 17064_1 | 07.06.2021 | 52100AHC | 5U-6U RECTIFIER AKU RACK (SABIT RAFLI) | AR798445 | 1 | 0 | 0 | OK | PROCESSED | [6 empty] | 17064 | TAS1AEA
17064 | ZINCIRLIKUYU TAT TOWERS | suat | ERİCSSON TELEKOMÜNİKASYON A.Ş.-204 | 17064_1 | 07.06.2021 | 52100AHC | 5U-6U RECTIFIER AKU RACK (SABIT RAFLI) | AR799148 | 1 | 0 | 0 | OK | PROCESSED | [6 empty] | 17064 | TAS1AEA
17064 | ZINCIRLIKUYU TAT TOWERS | suat | ERİCSSON TELEKOMÜNİKASYON A.Ş.-204 | 17064_1 | 07.06.2021 | 52100AHC | 5U-6U RECTIFIER AKU RACK (SABIT RAFLI) | AR800941 | 1 | 0 | 0 | OK | PROCESSED | [6 empty] | 17064 | TAS1AEA
17064 | ZINCIRLIKUYU TAT TOWERS | suat | ERİCSSON TELEKOMÜNİKASYON A.Ş.-204 | 17064_1 | 07.06.2021 | 52100AHE | RECTIFIER BESLEME KABLOSU YVV (NYY) 4x6 mm2 |  | 40 | 40 | 0 |  | PROCESSED | [7 empty] | TAS1AEA
17064 | ZINCIRLIKUYU TAT TOWERS | suat | ERİCSSON TELEKOMÜNİKASYON A.Ş.-204 | 17064_1 | 07.06.2021 | 800 10137 | Kathrein Indoor Omni Antenna (D,V,360°,2dBi,ø0.2/0.1m) =K 800 10137 |  | 23 | 0 | 0 | OK | PROCESSED | [7 empty] | TAS1AEA
17064 | ZINCIRLIKUYU TAT TOWERS | suat | ERİCSSON TELEKOMÜNİKASYON A.Ş.-204 | 17064_1 | 07.06.2021 | 941761-8 | Enhanced Cat. 5 UTP Patch Cord 5M, White |  | 1 | 0 | 0 |  | NO_PROCESS | SAYIMA KAPALI KALEM | [6 empty] | TAS1AEA
17064 | ZINCIRLIKUYU TAT TOWERS | suat | ERİCSSON TELEKOMÜNİKASYON A.Ş.-204 | 17064_1 | 07.06.2021 | BFD 599 030/3 | AMM 6p C (+24V, -48V) | ST061551478 | 1 | 0 | 0 | OK | PROCESSED | [6 empty] | 17064 | TAS1AEA
17064 | ZINCIRLIKUYU TAT TOWERS | suat | ERİCSSON TELEKOMÜNİKASYON A.Ş.-204 | 17064_1 | 07.06.2021 | BFD 599 030/3 | AMM 6p C (+24V, -48V) | ST061629081 | 1 | 0 | 0 | OK | PROCESSED | [6 empty] | 17064 | TAS1AEA
17064 | ZINCIRLIKUYU TAT TOWERS | suat | ERİCSSON TELEKOMÜNİKASYON A.Ş.-204 | 17064_1 | 07.06.2021 | BFJBS 102 01/1 | HDSL Modem Cobra HTU-R (4 telli) | HDE000037 | 1 | 0 | 0 | OK | PROCESSED | [6 empty] | 17064 | TAS1AEA
17064 | ZINCIRLIKUYU TAT TOWERS | suat | ERİCSSON TELEKOMÜNİKASYON A.Ş.-204 | 17064_1 | 07.06.2021 | BFJBS 102 01/1 | HDSL Modem Cobra HTU-R (4 telli) | HDE000213 | 1 | 0 | 0 | OK | PROCESSED | [6 empty] | 17064 | TAS1AEA
17064 | ZINCIRLIKUYU TAT TOWERS | suat | ERİCSSON TELEKOMÜNİKASYON A.Ş.-204 | 17064_1 | 07.06.2021 | BFJBS 102 01/1 | HDSL Modem Cobra HTU-R (4 telli) | HDE000561 | 1 | 0 | 0 | OK | PROCESSED | [6 empty] | 17064 | TAS1AEA
17064 | ZINCIRLIKUYU TAT TOWERS | suat | ERİCSSON TELEKOMÜNİKASYON A.Ş.-204 | 17064_1 | 07.06.2021 | BFJBS 102 01/1 | HDSL Modem Cobra HTU-R (4 telli) | HDE000603 | 1 | 0 | 0 | OK | PROCESSED | [6 empty] | 17064 | TAS1AEA
17064 | ZINCIRLIKUYU TAT TOWERS | suat | ERİCSSON TELEKOMÜNİKASYON A.Ş.-204 | 17064_1 | 07.06.2021 | BFJBS 102 01/1 | HDSL Modem Cobra HTU-R (4 telli) | HDE000662 | 1 | 0 | 0 | OK | PROCESSED | [6 empty] | 17064 | TAS1AEA
17064 | ZINCIRLIKUYU TAT TOWERS | suat | ERİCSSON TELEKOMÜNİKASYON A.Ş.-204 | 17064_1 | 07.06.2021 | BFJBS 102 01/1 | HDSL Modem Cobra HTU-R (4 telli) | HDE001416 | 1 | 0 | 0 | OK | PROCESSED | [6 empty] | 17064 | TAS1AEA
17064 | ZINCIRLIKUYU TAT TOWERS | suat | ERİCSSON TELEKOMÜNİKASYON A.Ş.-204 | 17064_1 | 07.06.2021 | BFJBS 102 01/1 | HDSL Modem Cobra HTU-R (4 telli) | HDE006243 | 1 | 0 | 0 | OK | PROCESSED | [6 empty] | 17064 | TAS1AEA
17064 | ZINCIRLIKUYU TAT TOWERS | suat | ERİCSSON TELEKOMÜNİKASYON A.Ş.-204 | 17064_1 | 07.06.2021 | BFJBS 102 01/1 | HDSL Modem Cobra HTU-R (4 telli) | HDE007526 | 1 | 0 | 0 | OK | PROCESSED | [6 empty] | 17064 | TAS1AEA
17064 | ZINCIRLIKUYU TAT TOWERS | suat | ERİCSSON TELEKOMÜNİKASYON A.Ş.-204 | 17064_1 | 07.06.2021 | BFJBS 102 01/1 | HDSL Modem Cobra HTU-R (4 telli) | HDE050014 | 1 | 0 | 0 | OK | PROCESSED | [6 empty] | 17064 | TAS1AEA
17064 | ZINCIRLIKUYU TAT TOWERS | suat | ERİCSSON TELEKOMÜNİKASYON A.Ş.-204 | 17064_1 | 07.06.2021 | BFJBS 102 01/1 | HDSL Modem Cobra HTU-R (4 telli) | HDE090008 | 1 | 0 | 0 | OK | PROCESSED | [6 empty] | 17064 | TAS1AEA
17064 | ZINCIRLIKUYU TAT TOWERS | suat | ERİCSSON TELEKOMÜNİKASYON A.Ş.-204 | 17064_1 | 07.06.2021 | BGM 119 12/1 | FCU-03 (INDOOR) | SBU21173660 | 1 | 0 | 0 | OK | PROCESSED | [6 empty] | 17064 | TAS1AEA
17064 | ZINCIRLIKUYU TAT TOWERS | suat | ERİCSSON TELEKOMÜNİKASYON A.Ş.-204 | 17064_1 | 07.06.2021 | BGM 119 12/1 | FCU-03 (INDOOR) | SBU21176990 | 1 | 0 | 0 | OK | PROCESSED | [6 empty] | 17064 | TAS1AEA
17064 | ZINCIRLIKUYU TAT TOWERS | suat | ERİCSSON TELEKOMÜNİKASYON A.Ş.-204 | 17064_1 | 07.06.2021 | BGM 119 12/1 | FCU-03 (INDOOR) | SBU21186240 | 1 | 0 | 0 | OK | PROCESSED | [6 empty] | 17064 | TAS1AEA
17064 | ZINCIRLIKUYU TAT TOWERS | suat | ERİCSSON TELEKOMÜNİKASYON A.Ş.-204 | 17064_1 | 07.06.2021 | BMG 907 66/1 | DCCU-12 (INDOOR) | SBJ41193110 | 1 | 0 | 0 | OK | PROCESSED | [6 empty] | 17064 | TAS1AEA
17064 | ZINCIRLIKUYU TAT TOWERS | suat | ERİCSSON TELEKOMÜNİKASYON A.Ş.-204 | 17064_1 | 07.06.2021 | BMG 907 66/1 | DCCU-12 (INDOOR) | SBJ41193304 | 1 | 0 | 0 | OK | PROCESSED | [6 empty] | 17064 | TAS1AEA
17064 | ZINCIRLIKUYU TAT TOWERS | suat | ERİCSSON TELEKOMÜNİKASYON A.Ş.-204 | 17064_1 | 07.06.2021 | BMG 907 66/1 | DCCU-12 (INDOOR) | SBJ41195227 | 1 | 0 | 0 | OK | PROCESSED | [6 empty] | 17064 | TAS1AEA
17064 | ZINCIRLIKUYU TAT TOWERS | suat | ERİCSSON TELEKOMÜNİKASYON A.Ş.-204 | 17064_1 | 07.06.2021 | BMG 907 67/1 | IDM-12 (INDOOR) | SBJ41178683 | 1 | 0 | 0 | OK | PROCESSED | [6 empty] | 17064 | TAS1AEA
17064 | ZINCIRLIKUYU TAT TOWERS | suat | ERİCSSON TELEKOMÜNİKASYON A.Ş.-204 | 17064_1 | 07.06.2021 | BMG 907 67/1 | IDM-12 (INDOOR) | SBJ41179100 | 1 | 0 | 0 | OK | PROCESSED | [6 empty] | 17064 | TAS1AEA
17064 | ZINCIRLIKUYU TAT TOWERS | suat | ERİCSSON TELEKOMÜNİKASYON A.Ş.-204 | 17064_1 | 07.06.2021 | BMG 907 67/1 | IDM-12 (INDOOR) | SBJ41181638 | 1 | 0 | 0 | OK | PROCESSED | [6 empty] | 17064 | TAS1AEA
17064 | ZINCIRLIKUYU TAT TOWERS | suat | ERİCSSON TELEKOMÜNİKASYON A.Ş.-204 | 17064_1 | 07.06.2021 | BMG 907 67/1 | IDM-12 (INDOOR) | SBJ41182089 | 1 | 0 | 0 | OK | PROCESSED | [6 empty] | 17064 | TAS1AEA
17064 | ZINCIRLIKUYU TAT TOWERS | suat | ERİCSSON TELEKOMÜNİKASYON A.Ş.-204 | 17064_1 | 07.06.2021 | BMR 911 47/1 | PSU-DC-31 | SBU21233911 | 1 | 0 | 0 | OK | PROCESSED | [6 empty] | 17064 | TAS1AEA
17064 | ZINCIRLIKUYU TAT TOWERS | suat | ERİCSSON TELEKOMÜNİKASYON A.Ş.-204 | 17064_1 | 07.06.2021 | BMR 911 47/1 | PSU-DC-31 | SBU21233923 | 1 | 0 | 0 | OK | PROCESSED | [6 empty] | 17064 | TAS1AEA
17064 | ZINCIRLIKUYU TAT TOWERS | suat | ERİCSSON TELEKOMÜNİKASYON A.Ş.-204 | 17064_1 | 07.06.2021 | BMR 911 47/1 | PSU-DC-31 | SBU21233937 | 1 | 0 | 0 | OK | PROCESSED | [6 empty] | 17064 | TAS1AEA
17064 | ZINCIRLIKUYU TAT TOWERS | suat | ERİCSSON TELEKOMÜNİKASYON A.Ş.-204 | 17064_1 | 07.06.2021 | BMR 911 47/1 | PSU-DC-31 | SBU21234376 | 1 | 0 | 0 | OK | PROCESSED | [6 empty] | 17064 | TAS1AEA
17064 | ZINCIRLIKUYU TAT TOWERS | suat | ERİCSSON TELEKOMÜNİKASYON A.Ş.-204 | 17064_1 | 07.06.2021 | BMR 911 47/1 | PSU-DC-31 | SBU21234381 | 1 | 0 | 0 | OK | PROCESSED | [6 empty] | 17064 | TAS1AEA
17064 | ZINCIRLIKUYU TAT TOWERS | suat | ERİCSSON TELEKOMÜNİKASYON A.Ş.-204 | 17064_1 | 07.06.2021 | BMR 911 47/1 | PSU-DC-31 | SBU21234395 | 1 | 0 | 0 | OK | PROCESSED | [6 empty] | 17064 | TAS1AEA
17064 | ZINCIRLIKUYU TAT TOWERS | suat | ERİCSSON TELEKOMÜNİKASYON A.Ş.-204 | 17064_1 | 07.06.2021 | BMR 911 47/1 | PSU-DC-31 | SBU21234817 | 1 | 0 | 0 | OK | PROCESSED | [6 empty] | 17064 | TAS1AEA
17064 | ZINCIRLIKUYU TAT TOWERS | suat | ERİCSSON TELEKOMÜNİKASYON A.Ş.-204 | 17064_1 | 07.06.2021 | BMR 911 47/1 | PSU-DC-31 | SBU21234829 | 1 | 0 | 0 | OK | PROCESSED | [6 empty] | 17064 | TAS1AEA
17064 | ZINCIRLIKUYU TAT TOWERS | suat | ERİCSSON TELEKOMÜNİKASYON A.Ş.-204 | 17064_1 | 07.06.2021 | BMR 911 47/1 | PSU-DC-31 | SBU21234833 | 1 | 0 | 0 | OK | PROCESSED | [6 empty] | 17064 | TAS1AEA
17064 | ZINCIRLIKUYU TAT TOWERS | suat | ERİCSSON TELEKOMÜNİKASYON A.Ş.-204 | 17064_1 | 07.06.2021 | BOE 901 03/1 | RBS 2216 DXU 31 | STU8D201516 | 1 | 0 | 0 | OK | PROCESSED | [6 empty] | 17064 | TAS1AEA
17064 | ZINCIRLIKUYU TAT TOWERS | suat | ERİCSSON TELEKOMÜNİKASYON A.Ş.-204 | 17064_1 | 07.06.2021 | BOE 901 03/1 | RBS 2216 DXU 31 | STU8D209924 | 1 | 0 | 0 | OK | PROCESSED | [6 empty] | 17064 | TAS1AEA
17064 | ZINCIRLIKUYU TAT TOWERS | suat | ERİCSSON TELEKOMÜNİKASYON A.Ş.-204 | 17064_1 | 07.06.2021 | BOE 901 03/1 | RBS 2216 DXU 31 | STU8D211228 | 1 | 0 | 0 | OK | PROCESSED | [6 empty] | 17064 | TAS1AEA
17064 | ZINCIRLIKUYU TAT TOWERS | suat | ERİCSSON TELEKOMÜNİKASYON A.Ş.-204 | 17064_1 | 07.06.2021 | FAB 102 554/12 | Basic Outdoor Kit -Dış Rack (52020ACC) |  | 3 | 2 | 0 |  | PROCESSED | [7 empty] | TAS1AEA
17064 | ZINCIRLIKUYU TAT TOWERS | suat | ERİCSSON TELEKOMÜNİKASYON A.Ş.-204 | 17064_1 | 07.06.2021 | K 63 22 621 | 2 Way Power Splitter Indoor Multiband 100W | PSP010391 | 1 | 0 | 0 | OK | PROCESSED | [6 empty] | 17064 | TAS1AEA
17064 | ZINCIRLIKUYU TAT TOWERS | suat | ERİCSSON TELEKOMÜNİKASYON A.Ş.-204 | 17064_1 | 07.06.2021 | K 63 22 621 | 2 Way Power Splitter Indoor Multiband 100W | PSP010392 | 1 | 0 | 0 | OK | PROCESSED | [6 empty] | 17064 | TAS1AEA
17064 | ZINCIRLIKUYU TAT TOWERS | suat | ERİCSSON TELEKOMÜNİKASYON A.Ş.-204 | 17064_1 | 07.06.2021 | K 63 22 621 | 2 Way Power Splitter Indoor Multiband 100W | PSP010393 | 1 | 0 | 0 | OK | PROCESSED | [6 empty] | 17064 | TAS1AEA
17064 | ZINCIRLIKUYU TAT TOWERS | suat | ERİCSSON TELEKOMÜNİKASYON A.Ş.-204 | 17064_1 | 07.06.2021 | K 63 22 621 | 2 Way Power Splitter Indoor Multiband 100W | PSP010394 | 1 | 0 | 0 | OK | PROCESSED | [6 empty] | 17064 | TAS1AEA
17064 | ZINCIRLIKUYU TAT TOWERS | suat | ERİCSSON TELEKOMÜNİKASYON A.Ş.-204 | 17064_1 | 07.06.2021 | K 63 22 621 | 2 Way Power Splitter Indoor Multiband 100W | PSP010395 | 1 | 0 | 0 | OK | PROCESSED | [6 empty] | 17064 | TAS1AEA
17064 | ZINCIRLIKUYU TAT TOWERS | suat | ERİCSSON TELEKOMÜNİKASYON A.Ş.-204 | 17064_1 | 07.06.2021 | K 63 22 621 | 2 Way Power Splitter Indoor Multiband 100W | PSP010396 | 1 | 0 | 0 | OK | PROCESSED | [6 empty] | 17064 | TAS1AEA
17064 | ZINCIRLIKUYU TAT TOWERS | suat | ERİCSSON TELEKOMÜNİKASYON A.Ş.-204 | 17064_1 | 07.06.2021 | K 63 22 621 | 2 Way Power Splitter Indoor Multiband 100W | PSP010397 | 1 | 0 | 0 | OK | PROCESSED | [6 empty] | 17064 | TAS1AEA
17064 | ZINCIRLIKUYU TAT TOWERS | suat | ERİCSSON TELEKOMÜNİKASYON A.Ş.-204 | 17064_1 | 07.06.2021 | K 63 22 621 | 2 Way Power Splitter Indoor Multiband 100W | PSP010398 | 1 | 0 | 0 | OK | PROCESSED | [6 empty] | 17064 | TAS1AEA
17064 | ZINCIRLIKUYU TAT TOWERS | suat | ERİCSSON TELEKOMÜNİKASYON A.Ş.-204 | 17064_1 | 07.06.2021 | K 63 22 621 | 2 Way Power Splitter Indoor Multiband 100W | PSP010399 | 1 | 0 | 0 | OK | PROCESSED | [6 empty] | 17064 | TAS1AEA
17064 | ZINCIRLIKUYU TAT TOWERS | suat | ERİCSSON TELEKOMÜNİKASYON A.Ş.-204 | 17064_1 | 07.06.2021 | K 63 22 621 | 2 Way Power Splitter Indoor Multiband 100W | PSP010400 | 1 | 0 | 0 | OK | PROCESSED | [6 empty] | 17064 | TAS1AEA
17064 | ZINCIRLIKUYU TAT TOWERS | suat | ERİCSSON TELEKOMÜNİKASYON A.Ş.-204 | 17064_1 | 07.06.2021 | K 63 22 621 | 2 Way Power Splitter Indoor Multiband 100W | PSP010401 | 1 | 0 | 0 | OK | PROCESSED | [6 empty] | 17064 | TAS1AEA
17064 | ZINCIRLIKUYU TAT TOWERS | suat | ERİCSSON TELEKOMÜNİKASYON A.Ş.-204 | 17064_1 | 07.06.2021 | K 63 22 621 | 2 Way Power Splitter Indoor Multiband 100W | PSP010402 | 1 | 0 | 0 | OK | PROCESSED | [6 empty] | 17064 | TAS1AEA
17064 | ZINCIRLIKUYU TAT TOWERS | suat | ERİCSSON TELEKOMÜNİKASYON A.Ş.-204 | 17064_1 | 07.06.2021 | K 63 22 621 | 2 Way Power Splitter Indoor Multiband 100W | PSP010403 | 1 | 0 | 0 | OK | PROCESSED | [6 empty] | 17064 | TAS1AEA
17064 | ZINCIRLIKUYU TAT TOWERS | suat | ERİCSSON TELEKOMÜNİKASYON A.Ş.-204 | 17064_1 | 07.06.2021 | K 63 22 621 | 2 Way Power Splitter Indoor Multiband 100W | PSP010404 | 1 | 0 | 0 | OK | PROCESSED | [6 empty] | 17064 | TAS1AEA
17064 | ZINCIRLIKUYU TAT TOWERS | suat | ERİCSSON TELEKOMÜNİKASYON A.Ş.-204 | 17064_1 | 07.06.2021 | K 63 22 621 | 2 Way Power Splitter Indoor Multiband 100W | PSP010406 | 1 | 0 | 0 | OK | PROCESSED | [6 empty] | 17064 | TAS1AEA
17064 | ZINCIRLIKUYU TAT TOWERS | suat | ERİCSSON TELEKOMÜNİKASYON A.Ş.-204 | 17064_1 | 07.06.2021 | K 63 22 621 | 2 Way Power Splitter Indoor Multiband 100W | PSP010407 | 1 | 0 | 0 | OK | PROCESSED | [6 empty] | 17064 | TAS1AEA
17064 | ZINCIRLIKUYU TAT TOWERS | suat | ERİCSSON TELEKOMÜNİKASYON A.Ş.-204 | 17064_1 | 07.06.2021 | K 63 22 621 | 2 Way Power Splitter Indoor Multiband 100W | PSP010408 | 1 | 0 | 0 | OK | PROCESSED | [6 empty] | 17064 | TAS1AEA
17064 | ZINCIRLIKUYU TAT TOWERS | suat | ERİCSSON TELEKOMÜNİKASYON A.Ş.-204 | 17064_1 | 07.06.2021 | K 63 22 621 | 2 Way Power Splitter Indoor Multiband 100W | PSP010409 | 1 | 0 | 0 | OK | PROCESSED | [6 empty] | 17064 | TAS1AEA
17064 | ZINCIRLIKUYU TAT TOWERS | suat | ERİCSSON TELEKOMÜNİKASYON A.Ş.-204 | 17064_1 | 07.06.2021 | K 63 22 621 | 2 Way Power Splitter Indoor Multiband 100W | PSP010410 | 1 | 0 | 0 | OK | PROCESSED | [6 empty] | 17064 | TAS1AEA
17064 | ZINCIRLIKUYU TAT TOWERS | suat | ERİCSSON TELEKOMÜNİKASYON A.Ş.-204 | 17064_1 | 07.06.2021 | K 63 22 621 | 2 Way Power Splitter Indoor Multiband 100W | PSP010411 | 1 | 0 | 0 | OK | PROCESSED | [6 empty] | 17064 | TAS1AEA
17064 | ZINCIRLIKUYU TAT TOWERS | suat | ERİCSSON TELEKOMÜNİKASYON A.Ş.-204 | 17064_1 | 07.06.2021 | K 63 22 621 | 2 Way Power Splitter Indoor Multiband 100W | PSP010412 | 1 | 0 | 0 | OK | PROCESSED | [6 empty] | 17064 | TAS1AEA
17064 | ZINCIRLIKUYU TAT TOWERS | suat | ERİCSSON TELEKOMÜNİKASYON A.Ş.-204 | 17064_1 | 07.06.2021 | K 63 22 621 | 2 Way Power Splitter Indoor Multiband 100W | PSP010413 | 1 | 0 | 0 | OK | PROCESSED | [6 empty] | 17064 | TAS1AEA
17064 | ZINCIRLIKUYU TAT TOWERS | suat | ERİCSSON TELEKOMÜNİKASYON A.Ş.-204 | 17064_1 | 07.06.2021 | K 63 22 621 | 2 Way Power Splitter Indoor Multiband 100W | PSP010414 | 1 | 0 | 0 | OK | PROCESSED | [6 empty] | 17064 | TAS1AEA
17064 | ZINCIRLIKUYU TAT TOWERS | suat | ERİCSSON TELEKOMÜNİKASYON A.Ş.-204 | 17064_1 | 07.06.2021 | K 63 22 621 | 2 Way Power Splitter Indoor Multiband 100W | PSP010415 | 1 | 0 | 0 | OK | PROCESSED | [6 empty] | 17064 | TAS1AEA
17064 | ZINCIRLIKUYU TAT TOWERS | suat | ERİCSSON TELEKOMÜNİKASYON A.Ş.-204 | 17064_1 | 07.06.2021 | K 63 22 621 | 2 Way Power Splitter Indoor Multiband 100W | PSP010416 | 1 | 0 | 0 | OK | PROCESSED | [6 empty] | 17064 | TAS1AEA
17064 | ZINCIRLIKUYU TAT TOWERS | suat | ERİCSSON TELEKOMÜNİKASYON A.Ş.-204 | 17064_1 | 07.06.2021 | K 63 22 621 | 2 Way Power Splitter Indoor Multiband 100W | PSP010417 | 1 | 0 | 0 | OK | PROCESSED | [6 empty] | 17064 | TAS1AEA
17064 | ZINCIRLIKUYU TAT TOWERS | suat | ERİCSSON TELEKOMÜNİKASYON A.Ş.-204 | 17064_1 | 07.06.2021 | K 63 22 621 | 2 Way Power Splitter Indoor Multiband 100W | PSP010418 | 1 | 0 | 0 | OK | PROCESSED | [6 empty] | 17064 | TAS1AEA
17064 | ZINCIRLIKUYU TAT TOWERS | suat | ERİCSSON TELEKOMÜNİKASYON A.Ş.-204 | 17064_1 | 07.06.2021 | K 63 22 621 | 2 Way Power Splitter Indoor Multiband 100W | PSP010419 | 1 | 0 | 0 | OK | PROCESSED | [6 empty] | 17064 | TAS1AEA
17064 | ZINCIRLIKUYU TAT TOWERS | suat | ERİCSSON TELEKOMÜNİKASYON A.Ş.-204 | 17064_1 | 07.06.2021 | K 63 22 621 | 2 Way Power Splitter Indoor Multiband 100W | PSP015128 | 1 | 0 | 0 | OK | PROCESSED | [6 empty] | 17064 | TAS1AEA
17064 | ZINCIRLIKUYU TAT TOWERS | suat | ERİCSSON TELEKOMÜNİKASYON A.Ş.-204 | 17064_1 | 07.06.2021 | K 63 22 621 | 2 Way Power Splitter Indoor Multiband 100W | PSP015129 | 1 | 0 | 0 | OK | PROCESSED | [6 empty] | 17064 | TAS1AEA
17064 | ZINCIRLIKUYU TAT TOWERS | suat | ERİCSSON TELEKOMÜNİKASYON A.Ş.-204 | 17064_1 | 07.06.2021 | K 63 22 621 | 2 Way Power Splitter Indoor Multiband 100W | PSP015130 | 1 | 0 | 0 | OK | PROCESSED | [6 empty] | 17064 | TAS1AEA
17064 | ZINCIRLIKUYU TAT TOWERS | suat | ERİCSSON TELEKOMÜNİKASYON A.Ş.-204 | 17064_1 | 07.06.2021 | K 63 22 621 | 2 Way Power Splitter Indoor Multiband 100W | PSP015131 | 1 | 0 | 0 | OK | PROCESSED | [6 empty] | 17064 | TAS1AEA
17064 | ZINCIRLIKUYU TAT TOWERS | suat | ERİCSSON TELEKOMÜNİKASYON A.Ş.-204 | 17064_1 | 07.06.2021 | K 63 22 621 | 2 Way Power Splitter Indoor Multiband 100W | PSP015132 | 1 | 0 | 0 | OK | PROCESSED | [6 empty] | 17064 | TAS1AEA
17064 | ZINCIRLIKUYU TAT TOWERS | suat | ERİCSSON TELEKOMÜNİKASYON A.Ş.-204 | 17064_1 | 07.06.2021 | K 63 22 621 | 2 Way Power Splitter Indoor Multiband 100W | PSP015133 | 1 | 0 | 0 | OK | PROCESSED | [6 empty] | 17064 | TAS1AEA
17064 | ZINCIRLIKUYU TAT TOWERS | suat | ERİCSSON TELEKOMÜNİKASYON A.Ş.-204 | 17064_1 | 07.06.2021 | K 63 22 621 | 2 Way Power Splitter Indoor Multiband 100W | PSP015134 | 1 | 0 | 0 | OK | PROCESSED | [6 empty] | 17064 | TAS1AEA
17064 | ZINCIRLIKUYU TAT TOWERS | suat | ERİCSSON TELEKOMÜNİKASYON A.Ş.-204 | 17064_1 | 07.06.2021 | K 63 22 621 | 2 Way Power Splitter Indoor Multiband 100W | PSP015135 | 1 | 0 | 0 | OK | PROCESSED | [6 empty] | 17064 | TAS1AEA
17064 | ZINCIRLIKUYU TAT TOWERS | suat | ERİCSSON TELEKOMÜNİKASYON A.Ş.-204 | 17064_1 | 07.06.2021 | K 63 22 621 | 2 Way Power Splitter Indoor Multiband 100W | PSP019792 | 1 | 0 | 0 | OK | PROCESSED | [6 empty] | 17064 | TAS1AEA
17064 | ZINCIRLIKUYU TAT TOWERS | suat | ERİCSSON TELEKOMÜNİKASYON A.Ş.-204 | 17064_1 | 07.06.2021 | K 63 22 621 | 2 Way Power Splitter Indoor Multiband 100W | PSP019793 | 1 | 0 | 0 | OK | PROCESSED | [6 empty] | 17064 | TAS1AEA
17064 | ZINCIRLIKUYU TAT TOWERS | suat | ERİCSSON TELEKOMÜNİKASYON A.Ş.-204 | 17064_1 | 07.06.2021 | K 63 22 621 | 2 Way Power Splitter Indoor Multiband 100W | PSP019794 | 1 | 0 | 0 | OK | PROCESSED | [6 empty] | 17064 | TAS1AEA
17064 | ZINCIRLIKUYU TAT TOWERS | suat | ERİCSSON TELEKOMÜNİKASYON A.Ş.-204 | 17064_1 | 07.06.2021 | K 63 22 621 | 2 Way Power Splitter Indoor Multiband 100W | PSP019795 | 1 | 0 | 0 | OK | PROCESSED | [6 empty] | 17064 | TAS1AEA
17064 | ZINCIRLIKUYU TAT TOWERS | suat | ERİCSSON TELEKOMÜNİKASYON A.Ş.-204 | 17064_1 | 07.06.2021 | K 63 22 621 | 2 Way Power Splitter Indoor Multiband 100W | PSP019796 | 1 | 0 | 0 | OK | PROCESSED | [6 empty] | 17064 | TAS1AEA
17064 | ZINCIRLIKUYU TAT TOWERS | suat | ERİCSSON TELEKOMÜNİKASYON A.Ş.-204 | 17064_1 | 07.06.2021 | K 63 22 621 | 2 Way Power Splitter Indoor Multiband 100W | PSP019797 | 1 | 0 | 0 | OK | PROCESSED | [6 empty] | 17064 | TAS1AEA
17064 | ZINCIRLIKUYU TAT TOWERS | suat | ERİCSSON TELEKOMÜNİKASYON A.Ş.-204 | 17064_1 | 07.06.2021 | K 63 22 631 | 3 Way Power Splitter Indoor 100W (KRF 102 212/3) | PSP010420 | 1 | 0 | 0 | OK | PROCESSED | [6 empty] | 17064 | TAS1AEA
17064 | ZINCIRLIKUYU TAT TOWERS | suat | ERİCSSON TELEKOMÜNİKASYON A.Ş.-204 | 17064_1 | 07.06.2021 | K 63 22 631 | 3 Way Power Splitter Indoor 100W (KRF 102 212/3) | PSP010421 | 1 | 0 | 0 | OK | PROCESSED | [6 empty] | 17064 | TAS1AEA
17064 | ZINCIRLIKUYU TAT TOWERS | suat | ERİCSSON TELEKOMÜNİKASYON A.Ş.-204 | 17064_1 | 07.06.2021 | K 63 22 631 | 3 Way Power Splitter Indoor 100W (KRF 102 212/3) | PSP010422 | 1 | 0 | 0 | OK | PROCESSED | [6 empty] | 17064 | TAS1AEA
17064 | ZINCIRLIKUYU TAT TOWERS | suat | ERİCSSON TELEKOMÜNİKASYON A.Ş.-204 | 17064_1 | 07.06.2021 | K 63 22 631 | 3 Way Power Splitter Indoor 100W (KRF 102 212/3) | PSP010423 | 1 | 0 | 0 | OK | PROCESSED | [6 empty] | 17064 | TAS1AEA
17064 | ZINCIRLIKUYU TAT TOWERS | suat | ERİCSSON TELEKOMÜNİKASYON A.Ş.-204 | 17064_1 | 07.06.2021 | K 63 22 631 | 3 Way Power Splitter Indoor 100W (KRF 102 212/3) | PSP010424 | 1 | 0 | 0 | OK | PROCESSED | [6 empty] | 17064 | TAS1AEA
17064 | ZINCIRLIKUYU TAT TOWERS | suat | ERİCSSON TELEKOMÜNİKASYON A.Ş.-204 | 17064_1 | 07.06.2021 | K 63 22 631 | 3 Way Power Splitter Indoor 100W (KRF 102 212/3) | PSP010425 | 1 | 0 | 0 | OK | PROCESSED | [6 empty] | 17064 | TAS1AEA
17064 | ZINCIRLIKUYU TAT TOWERS | suat | ERİCSSON TELEKOMÜNİKASYON A.Ş.-204 | 17064_1 | 07.06.2021 | K 63 22 631 | 3 Way Power Splitter Indoor 100W (KRF 102 212/3) | PSP010426 | 1 | 0 | 0 | OK | PROCESSED | [6 empty] | 17064 | TAS1AEA
17064 | ZINCIRLIKUYU TAT TOWERS | suat | ERİCSSON TELEKOMÜNİKASYON A.Ş.-204 | 17064_1 | 07.06.2021 | K 63 22 631 | 3 Way Power Splitter Indoor 100W (KRF 102 212/3) | PSP010428 | 1 | 0 | 0 | OK | PROCESSED | [6 empty] | 17064 | TAS1AEA
17064 | ZINCIRLIKUYU TAT TOWERS | suat | ERİCSSON TELEKOMÜNİKASYON A.Ş.-204 | 17064_1 | 07.06.2021 | K 63 22 631 | 3 Way Power Splitter Indoor 100W (KRF 102 212/3) | PSP010429 | 1 | 0 | 0 | OK | PROCESSED | [6 empty] | 17064 | TAS1AEA
17064 | ZINCIRLIKUYU TAT TOWERS | suat | ERİCSSON TELEKOMÜNİKASYON A.Ş.-204 | 17064_1 | 07.06.2021 | K 63 22 631 | 3 Way Power Splitter Indoor 100W (KRF 102 212/3) | PSP010430 | 1 | 0 | 0 | OK | PROCESSED | [6 empty] | 17064 | TAS1AEA
17064 | ZINCIRLIKUYU TAT TOWERS | suat | ERİCSSON TELEKOMÜNİKASYON A.Ş.-204 | 17064_1 | 07.06.2021 | K 63 22 631 | 3 Way Power Splitter Indoor 100W (KRF 102 212/3) | PSP010431 | 1 | 0 | 0 | OK | PROCESSED | [6 empty] | 17064 | TAS1AEA
17064 | ZINCIRLIKUYU TAT TOWERS | suat | ERİCSSON TELEKOMÜNİKASYON A.Ş.-204 | 17064_1 | 07.06.2021 | K 63 22 631 | 3 Way Power Splitter Indoor 100W (KRF 102 212/3) | PSP010432 | 1 | 0 | 0 | OK | PROCESSED | [6 empty] | 17064 | TAS1AEA
17064 | ZINCIRLIKUYU TAT TOWERS | suat | ERİCSSON TELEKOMÜNİKASYON A.Ş.-204 | 17064_1 | 07.06.2021 | K 63 22 631 | 3 Way Power Splitter Indoor 100W (KRF 102 212/3) | PSP015136 | 1 | 0 | 0 | OK | PROCESSED | [6 empty] | 17064 | TAS1AEA
17064 | ZINCIRLIKUYU TAT TOWERS | suat | ERİCSSON TELEKOMÜNİKASYON A.Ş.-204 | 17064_1 | 07.06.2021 | K 63 22 631 | 3 Way Power Splitter Indoor 100W (KRF 102 212/3) | PSP015137 | 1 | 0 | 0 | OK | PROCESSED | [6 empty] | 17064 | TAS1AEA
17064 | ZINCIRLIKUYU TAT TOWERS | suat | ERİCSSON TELEKOMÜNİKASYON A.Ş.-204 | 17064_1 | 07.06.2021 | K 63 22 631 | 3 Way Power Splitter Indoor 100W (KRF 102 212/3) | PSP015138 | 1 | 0 | 0 | OK | PROCESSED | [6 empty] | 17064 | TAS1AEA
17064 | ZINCIRLIKUYU TAT TOWERS | suat | ERİCSSON TELEKOMÜNİKASYON A.Ş.-204 | 17064_1 | 07.06.2021 | K 63 22 631 | 3 Way Power Splitter Indoor 100W (KRF 102 212/3) | PSP015139 | 1 | 0 | 0 | OK | PROCESSED | [6 empty] | 17064 | TAS1AEA
17064 | ZINCIRLIKUYU TAT TOWERS | suat | ERİCSSON TELEKOMÜNİKASYON A.Ş.-204 | 17064_1 | 07.06.2021 | K 63 22 631 | 3 Way Power Splitter Indoor 100W (KRF 102 212/3) | PSP015140 | 1 | 0 | 0 | OK | PROCESSED | [6 empty] | 17064 | TAS1AEA
17064 | ZINCIRLIKUYU TAT TOWERS | suat | ERİCSSON TELEKOMÜNİKASYON A.Ş.-204 | 17064_1 | 07.06.2021 | K 63 22 631 | 3 Way Power Splitter Indoor 100W (KRF 102 212/3) | PSP015141 | 1 | 0 | 0 | OK | PROCESSED | [6 empty] | 17064 | TAS1AEA
17064 | ZINCIRLIKUYU TAT TOWERS | suat | ERİCSSON TELEKOMÜNİKASYON A.Ş.-204 | 17064_1 | 07.06.2021 | K 63 22 631 | 3 Way Power Splitter Indoor 100W (KRF 102 212/3) | PSP015142 | 1 | 0 | 0 | OK | PROCESSED | [6 empty] | 17064 | TAS1AEA
17064 | ZINCIRLIKUYU TAT TOWERS | suat | ERİCSSON TELEKOMÜNİKASYON A.Ş.-204 | 17064_1 | 07.06.2021 | K 63 22 631 | 3 Way Power Splitter Indoor 100W (KRF 102 212/3) | PSP015143 | 1 | 0 | 0 | OK | PROCESSED | [6 empty] | 17064 | TAS1AEA
17064 | ZINCIRLIKUYU TAT TOWERS | suat | ERİCSSON TELEKOMÜNİKASYON A.Ş.-204 | 17064_1 | 07.06.2021 | K 63 22 631 | 3 Way Power Splitter Indoor 100W (KRF 102 212/3) | PSP015144 | 1 | 0 | 0 | OK | PROCESSED | [6 empty] | 17064 | TAS1AEA
17064 | ZINCIRLIKUYU TAT TOWERS | suat | ERİCSSON TELEKOMÜNİKASYON A.Ş.-204 | 17064_1 | 07.06.2021 | K 63 22 631 | 3 Way Power Splitter Indoor 100W (KRF 102 212/3) | PSP015145 | 1 | 0 | 0 | OK | PROCESSED | [6 empty] | 17064 | TAS1AEA
17064 | ZINCIRLIKUYU TAT TOWERS | suat | ERİCSSON TELEKOMÜNİKASYON A.Ş.-204 | 17064_1 | 07.06.2021 | K 63 22 631 | 3 Way Power Splitter Indoor 100W (KRF 102 212/3) | PSP015146 | 1 | 0 | 0 | OK | PROCESSED | [6 empty] | 17064 | TAS1AEA
17064 | ZINCIRLIKUYU TAT TOWERS | suat | ERİCSSON TELEKOMÜNİKASYON A.Ş.-204 | 17064_1 | 07.06.2021 | K 63 22 631 | 3 Way Power Splitter Indoor 100W (KRF 102 212/3) | PSP015147 | 1 | 0 | 0 | OK | PROCESSED | [6 empty] | 17064 | TAS1AEA
17064 | ZINCIRLIKUYU TAT TOWERS | suat | ERİCSSON TELEKOMÜNİKASYON A.Ş.-204 | 17064_1 | 07.06.2021 | K 63 22 631 | 3 Way Power Splitter Indoor 100W (KRF 102 212/3) | PSP015148 | 1 | 0 | 0 | OK | PROCESSED | [6 empty] | 17064 | TAS1AEA
17064 | ZINCIRLIKUYU TAT TOWERS | suat | ERİCSSON TELEKOMÜNİKASYON A.Ş.-204 | 17064_1 | 07.06.2021 | K 63 22 631 | 3 Way Power Splitter Indoor 100W (KRF 102 212/3) | PSP015149 | 1 | 0 | 0 | OK | PROCESSED | [6 empty] | 17064 | TAS1AEA
17064 | ZINCIRLIKUYU TAT TOWERS | suat | ERİCSSON TELEKOMÜNİKASYON A.Ş.-204 | 17064_1 | 07.06.2021 | K 63 22 631 | 3 Way Power Splitter Indoor 100W (KRF 102 212/3) | PSP015150 | 1 | 0 | 0 | OK | PROCESSED | [6 empty] | 17064 | TAS1AEA
17064 | ZINCIRLIKUYU TAT TOWERS | suat | ERİCSSON TELEKOMÜNİKASYON A.Ş.-204 | 17064_1 | 07.06.2021 | K 63 22 631 | 3 Way Power Splitter Indoor 100W (KRF 102 212/3) | PSP015151 | 1 | 0 | 0 | OK | PROCESSED | [6 empty] | 17064 | TAS1AEA
17064 | ZINCIRLIKUYU TAT TOWERS | suat | ERİCSSON TELEKOMÜNİKASYON A.Ş.-204 | 17064_1 | 07.06.2021 | K 63 22 631 | 3 Way Power Splitter Indoor 100W (KRF 102 212/3) | PSP015152 | 1 | 0 | 0 | OK | PROCESSED | [6 empty] | 17064 | TAS1AEA
17064 | ZINCIRLIKUYU TAT TOWERS | suat | ERİCSSON TELEKOMÜNİKASYON A.Ş.-204 | 17064_1 | 07.06.2021 | K 63 22 631 | 3 Way Power Splitter Indoor 100W (KRF 102 212/3) | PSP015153 | 1 | 0 | 0 | OK | PROCESSED | [6 empty] | 17064 | TAS1AEA
17064 | ZINCIRLIKUYU TAT TOWERS | suat | ERİCSSON TELEKOMÜNİKASYON A.Ş.-204 | 17064_1 | 07.06.2021 | K 63 22 631 | 3 Way Power Splitter Indoor 100W (KRF 102 212/3) | PSP015154 | 1 | 0 | 0 | OK | PROCESSED | [6 empty] | 17064 | TAS1AEA
17064 | ZINCIRLIKUYU TAT TOWERS | suat | ERİCSSON TELEKOMÜNİKASYON A.Ş.-204 | 17064_1 | 07.06.2021 | K 63 22 631 | 3 Way Power Splitter Indoor 100W (KRF 102 212/3) | PSP015155 | 1 | 0 | 0 | OK | PROCESSED | [6 empty] | 17064 | TAS1AEA
17064 | ZINCIRLIKUYU TAT TOWERS | suat | ERİCSSON TELEKOMÜNİKASYON A.Ş.-204 | 17064_1 | 07.06.2021 | K 63 22 631 | 3 Way Power Splitter Indoor 100W (KRF 102 212/3) | PSP015156 | 1 | 0 | 0 | OK | PROCESSED | [6 empty] | 17064 | TAS1AEA
17064 | ZINCIRLIKUYU TAT TOWERS | suat | ERİCSSON TELEKOMÜNİKASYON A.Ş.-204 | 17064_1 | 07.06.2021 | K 63 22 631 | 3 Way Power Splitter Indoor 100W (KRF 102 212/3) | PSP015157 | 1 | 0 | 0 | OK | PROCESSED | [6 empty] | 17064 | TAS1AEA
17064 | ZINCIRLIKUYU TAT TOWERS | suat | ERİCSSON TELEKOMÜNİKASYON A.Ş.-204 | 17064_1 | 07.06.2021 | K 63 22 631 | 3 Way Power Splitter Indoor 100W (KRF 102 212/3) | PSP015158 | 1 | 0 | 0 | OK | PROCESSED | [6 empty] | 17064 | TAS1AEA
17064 | ZINCIRLIKUYU TAT TOWERS | suat | ERİCSSON TELEKOMÜNİKASYON A.Ş.-204 | 17064_1 | 07.06.2021 | K 63 22 631 | 3 Way Power Splitter Indoor 100W (KRF 102 212/3) | PSP015168 | 1 | 0 | 0 | OK | PROCESSED | [6 empty] | 17064 | TAS1AEA
17064 | ZINCIRLIKUYU TAT TOWERS | suat | ERİCSSON TELEKOMÜNİKASYON A.Ş.-204 | 17064_1 | 07.06.2021 | K 63 22 631 | 3 Way Power Splitter Indoor 100W (KRF 102 212/3) | PSP015169 | 1 | 0 | 0 | OK | PROCESSED | [6 empty] | 17064 | TAS1AEA
17064 | ZINCIRLIKUYU TAT TOWERS | suat | ERİCSSON TELEKOMÜNİKASYON A.Ş.-204 | 17064_1 | 07.06.2021 | K 63 22 631 | 3 Way Power Splitter Indoor 100W (KRF 102 212/3) | PSP015170 | 1 | 0 | 0 | OK | PROCESSED | [6 empty] | 17064 | TAS1AEA
17064 | ZINCIRLIKUYU TAT TOWERS | suat | ERİCSSON TELEKOMÜNİKASYON A.Ş.-204 | 17064_1 | 07.06.2021 | K 63 22 631 | 3 Way Power Splitter Indoor 100W (KRF 102 212/3) | PSP015171 | 1 | 0 | 0 | OK | PROCESSED | [6 empty] | 17064 | TAS1AEA
17064 | ZINCIRLIKUYU TAT TOWERS | suat | ERİCSSON TELEKOMÜNİKASYON A.Ş.-204 | 17064_1 | 07.06.2021 | K 63 22 631 | 3 Way Power Splitter Indoor 100W (KRF 102 212/3) | PSP015172 | 1 | 0 | 0 | OK | PROCESSED | [6 empty] | 17064 | TAS1AEA
17064 | ZINCIRLIKUYU TAT TOWERS | suat | ERİCSSON TELEKOMÜNİKASYON A.Ş.-204 | 17064_1 | 07.06.2021 | K 63 22 631 | 3 Way Power Splitter Indoor 100W (KRF 102 212/3) | PSP015173 | 1 | 0 | 0 | OK | PROCESSED | [6 empty] | 17064 | TAS1AEA
17064 | ZINCIRLIKUYU TAT TOWERS | suat | ERİCSSON TELEKOMÜNİKASYON A.Ş.-204 | 17064_1 | 07.06.2021 | K 63 22 631 | 3 Way Power Splitter Indoor 100W (KRF 102 212/3) | PSP015174 | 1 | 0 | 0 | OK | PROCESSED | [6 empty] | 17064 | TAS1AEA
17064 | ZINCIRLIKUYU TAT TOWERS | suat | ERİCSSON TELEKOMÜNİKASYON A.Ş.-204 | 17064_1 | 07.06.2021 | K 63 22 631 | 3 Way Power Splitter Indoor 100W (KRF 102 212/3) | PSP015175 | 1 | 0 | 0 | OK | PROCESSED | [6 empty] | 17064 | TAS1AEA
17064 | ZINCIRLIKUYU TAT TOWERS | suat | ERİCSSON TELEKOMÜNİKASYON A.Ş.-204 | 17064_1 | 07.06.2021 | K 63 22 631 | 3 Way Power Splitter Indoor 100W (KRF 102 212/3) | PSP015176 | 1 | 0 | 0 | OK | PROCESSED | [6 empty] | 17064 | TAS1AEA
17064 | ZINCIRLIKUYU TAT TOWERS | suat | ERİCSSON TELEKOMÜNİKASYON A.Ş.-204 | 17064_1 | 07.06.2021 | K 63 22 631 | 3 Way Power Splitter Indoor 100W (KRF 102 212/3) | PSP015177 | 1 | 0 | 0 | OK | PROCESSED | [6 empty] | 17064 | TAS1AEA
17064 | ZINCIRLIKUYU TAT TOWERS | suat | ERİCSSON TELEKOMÜNİKASYON A.Ş.-204 | 17064_1 | 07.06.2021 | K 63 22 631 | 3 Way Power Splitter Indoor 100W (KRF 102 212/3) | PSP015178 | 1 | 0 | 0 | OK | PROCESSED | [6 empty] | 17064 | TAS1AEA
17064 | ZINCIRLIKUYU TAT TOWERS | suat | ERİCSSON TELEKOMÜNİKASYON A.Ş.-204 | 17064_1 | 07.06.2021 | K 63 22 631 | 3 Way Power Splitter Indoor 100W (KRF 102 212/3) | PSP015179 | 1 | 0 | 0 | OK | PROCESSED | [6 empty] | 17064 | TAS1AEA
17064 | ZINCIRLIKUYU TAT TOWERS | suat | ERİCSSON TELEKOMÜNİKASYON A.Ş.-204 | 17064_1 | 07.06.2021 | K 63 22 631 | 3 Way Power Splitter Indoor 100W (KRF 102 212/3) | PSP015180 | 1 | 0 | 0 | OK | PROCESSED | [6 empty] | 17064 | TAS1AEA
17064 | ZINCIRLIKUYU TAT TOWERS | suat | ERİCSSON TELEKOMÜNİKASYON A.Ş.-204 | 17064_1 | 07.06.2021 | K 63 22 631 | 3 Way Power Splitter Indoor 100W (KRF 102 212/3) | PSP015181 | 1 | 0 | 0 | OK | PROCESSED | [6 empty] | 17064 | TAS1AEA
17064 | ZINCIRLIKUYU TAT TOWERS | suat | ERİCSSON TELEKOMÜNİKASYON A.Ş.-204 | 17064_1 | 07.06.2021 | K 63 22 631 | 3 Way Power Splitter Indoor 100W (KRF 102 212/3) | PSP015182 | 1 | 0 | 0 | OK | PROCESSED | [6 empty] | 17064 | TAS1AEA
17064 | ZINCIRLIKUYU TAT TOWERS | suat | ERİCSSON TELEKOMÜNİKASYON A.Ş.-204 | 17064_1 | 07.06.2021 | K 63 22 631 | 3 Way Power Splitter Indoor 100W (KRF 102 212/3) | PSP019798 | 1 | 0 | 0 | OK | PROCESSED | [6 empty] | 17064 | TAS1AEA
17064 | ZINCIRLIKUYU TAT TOWERS | suat | ERİCSSON TELEKOMÜNİKASYON A.Ş.-204 | 17064_1 | 07.06.2021 | K 63 22 631 | 3 Way Power Splitter Indoor 100W (KRF 102 212/3) | PSP019799 | 1 | 0 | 0 | OK | PROCESSED | [6 empty] | 17064 | TAS1AEA
17064 | ZINCIRLIKUYU TAT TOWERS | suat | ERİCSSON TELEKOMÜNİKASYON A.Ş.-204 | 17064_1 | 07.06.2021 | K 63 22 631 | 3 Way Power Splitter Indoor 100W (KRF 102 212/3) | PSP019800 | 1 | 0 | 0 | OK | PROCESSED | [6 empty] | 17064 | TAS1AEA
17064 | ZINCIRLIKUYU TAT TOWERS | suat | ERİCSSON TELEKOMÜNİKASYON A.Ş.-204 | 17064_1 | 07.06.2021 | K 63 22 631 | 3 Way Power Splitter Indoor 100W (KRF 102 212/3) | PSP019801 | 1 | 0 | 0 | OK | PROCESSED | [6 empty] | 17064 | TAS1AEA
17064 | ZINCIRLIKUYU TAT TOWERS | suat | ERİCSSON TELEKOMÜNİKASYON A.Ş.-204 | 17064_1 | 07.06.2021 | K 63 22 631 | 3 Way Power Splitter Indoor 100W (KRF 102 212/3) | PSP019802 | 1 | 0 | 0 | OK | PROCESSED | [6 empty] | 17064 | TAS1AEA
17064 | ZINCIRLIKUYU TAT TOWERS | suat | ERİCSSON TELEKOMÜNİKASYON A.Ş.-204 | 17064_1 | 07.06.2021 | K 63 22 631 | 3 Way Power Splitter Indoor 100W (KRF 102 212/3) | PSP019803 | 1 | 0 | 0 | OK | PROCESSED | [6 empty] | 17064 | TAS1AEA
17064 | ZINCIRLIKUYU TAT TOWERS | suat | ERİCSSON TELEKOMÜNİKASYON A.Ş.-204 | 17064_1 | 07.06.2021 | K 63 22 631 | 3 Way Power Splitter Indoor 100W (KRF 102 212/3) | PSP019804 | 1 | 0 | 0 | OK | PROCESSED | [6 empty] | 17064 | TAS1AEA
17064 | ZINCIRLIKUYU TAT TOWERS | suat | ERİCSSON TELEKOMÜNİKASYON A.Ş.-204 | 17064_1 | 07.06.2021 | K 63 22 631 | 3 Way Power Splitter Indoor 100W (KRF 102 212/3) | PSP019805 | 1 | 0 | 0 | OK | PROCESSED | [6 empty] | 17064 | TAS1AEA
17064 | ZINCIRLIKUYU TAT TOWERS | suat | ERİCSSON TELEKOMÜNİKASYON A.Ş.-204 | 17064_1 | 07.06.2021 | K 63 22 631 | 3 Way Power Splitter Indoor 100W (KRF 102 212/3) | PSP019806 | 1 | 0 | 0 | OK | PROCESSED | [6 empty] | 17064 | TAS1AEA
17064 | ZINCIRLIKUYU TAT TOWERS | suat | ERİCSSON TELEKOMÜNİKASYON A.Ş.-204 | 17064_1 | 07.06.2021 | K 63 22 631 | 3 Way Power Splitter Indoor 100W (KRF 102 212/3) | PSP019807 | 1 | 0 | 0 | OK | PROCESSED | [6 empty] | 17064 | TAS1AEA
17064 | ZINCIRLIKUYU TAT TOWERS | suat | ERİCSSON TELEKOMÜNİKASYON A.Ş.-204 | 17064_1 | 07.06.2021 | K 63 22 631 | 3 Way Power Splitter Indoor 100W (KRF 102 212/3) | PSP019808 | 1 | 0 | 0 | OK | PROCESSED | [6 empty] | 17064 | TAS1AEA
17064 | ZINCIRLIKUYU TAT TOWERS | suat | ERİCSSON TELEKOMÜNİKASYON A.Ş.-204 | 17064_1 | 07.06.2021 | K 63 22 631 | 3 Way Power Splitter Indoor 100W (KRF 102 212/3) | PSP019809 | 1 | 0 | 0 | OK | PROCESSED | [6 empty] | 17064 | TAS1AEA
17064 | ZINCIRLIKUYU TAT TOWERS | suat | ERİCSSON TELEKOMÜNİKASYON A.Ş.-204 | 17064_1 | 07.06.2021 | K 63 22 631 | 3 Way Power Splitter Indoor 100W (KRF 102 212/3) | PSP019810 | 1 | 0 | 0 | OK | PROCESSED | [6 empty] | 17064 | TAS1AEA
17064 | ZINCIRLIKUYU TAT TOWERS | suat | ERİCSSON TELEKOMÜNİKASYON A.Ş.-204 | 17064_1 | 07.06.2021 | K 63 22 631 | 3 Way Power Splitter Indoor 100W (KRF 102 212/3) | PSP019811 | 1 | 0 | 0 | OK | PROCESSED | [6 empty] | 17064 | TAS1AEA
17064 | ZINCIRLIKUYU TAT TOWERS | suat | ERİCSSON TELEKOMÜNİKASYON A.Ş.-204 | 17064_1 | 07.06.2021 | K 63 22 631 | 3 Way Power Splitter Indoor 100W (KRF 102 212/3) | PSP019812 | 1 | 0 | 0 | OK | PROCESSED | [6 empty] | 17064 | TAS1AEA
17064 | ZINCIRLIKUYU TAT TOWERS | suat | ERİCSSON TELEKOMÜNİKASYON A.Ş.-204 | 17064_1 | 07.06.2021 | K 63 22 631 | 3 Way Power Splitter Indoor 100W (KRF 102 212/3) | PSP019813 | 1 | 0 | 0 | OK | PROCESSED | [6 empty] | 17064 | TAS1AEA
17064 | ZINCIRLIKUYU TAT TOWERS | suat | ERİCSSON TELEKOMÜNİKASYON A.Ş.-204 | 17064_1 | 07.06.2021 | K 63 22 631 | 3 Way Power Splitter Indoor 100W (KRF 102 212/3) | PSP019814 | 1 | 0 | 0 | OK | PROCESSED | [6 empty] | 17064 | TAS1AEA
17064 | ZINCIRLIKUYU TAT TOWERS | suat | ERİCSSON TELEKOMÜNİKASYON A.Ş.-204 | 17064_1 | 07.06.2021 | K 63 22 631 | 3 Way Power Splitter Indoor 100W (KRF 102 212/3) | PSP019815 | 1 | 0 | 0 | OK | PROCESSED | [6 empty] | 17064 | TAS1AEA
17064 | ZINCIRLIKUYU TAT TOWERS | suat | ERİCSSON TELEKOMÜNİKASYON A.Ş.-204 | 17064_1 | 07.06.2021 | K 63 22 631 | 3 Way Power Splitter Indoor 100W (KRF 102 212/3) | PSP019816 | 1 | 0 | 0 | OK | PROCESSED | [6 empty] | 17064 | TAS1AEA
17064 | ZINCIRLIKUYU TAT TOWERS | suat | ERİCSSON TELEKOMÜNİKASYON A.Ş.-204 | 17064_1 | 07.06.2021 | K 63 22 631 | 3 Way Power Splitter Indoor 100W (KRF 102 212/3) | PSP019817 | 1 | 0 | 0 | OK | PROCESSED | [6 empty] | 17064 | TAS1AEA
17064 | ZINCIRLIKUYU TAT TOWERS | suat | ERİCSSON TELEKOMÜNİKASYON A.Ş.-204 | 17064_1 | 07.06.2021 | K 63 22 631 | 3 Way Power Splitter Indoor 100W (KRF 102 212/3) | PSP019818 | 1 | 0 | 0 | OK | PROCESSED | [6 empty] | 17064 | TAS1AEA
17064 | ZINCIRLIKUYU TAT TOWERS | suat | ERİCSSON TELEKOMÜNİKASYON A.Ş.-204 | 17064_1 | 07.06.2021 | K 63 22 631 | 3 Way Power Splitter Indoor 100W (KRF 102 212/3) | PSP019819 | 1 | 0 | 0 | OK | PROCESSED | [6 empty] | 17064 | TAS1AEA
17064 | ZINCIRLIKUYU TAT TOWERS | suat | ERİCSSON TELEKOMÜNİKASYON A.Ş.-204 | 17064_1 | 07.06.2021 | K 63 22 631 | 3 Way Power Splitter Indoor 100W (KRF 102 212/3) | PSP019820 | 1 | 0 | 0 | OK | PROCESSED | [6 empty] | 17064 | TAS1AEA
17064 | ZINCIRLIKUYU TAT TOWERS | suat | ERİCSSON TELEKOMÜNİKASYON A.Ş.-204 | 17064_1 | 07.06.2021 | K 63 22 631 | 3 Way Power Splitter Indoor 100W (KRF 102 212/3) | PSP019821 | 1 | 0 | 0 | OK | PROCESSED | [6 empty] | 17064 | TAS1AEA
17064 | ZINCIRLIKUYU TAT TOWERS | suat | ERİCSSON TELEKOMÜNİKASYON A.Ş.-204 | 17064_1 | 07.06.2021 | K 63 22 631 | 3 Way Power Splitter Indoor 100W (KRF 102 212/3) | PSP019822 | 1 | 0 | 0 | OK | PROCESSED | [6 empty] | 17064 | TAS1AEA
17064 | ZINCIRLIKUYU TAT TOWERS | suat | ERİCSSON TELEKOMÜNİKASYON A.Ş.-204 | 17064_1 | 07.06.2021 | K 63 22 641 | 4 Way Power Splitter Indoor Multiband 100W (KRF 102 212/4) | PSP015159 | 1 | 0 | 0 | OK | PROCESSED | [6 empty] | 17064 | TAS1AEA
17064 | ZINCIRLIKUYU TAT TOWERS | suat | ERİCSSON TELEKOMÜNİKASYON A.Ş.-204 | 17064_1 | 07.06.2021 | K 63 22 641 | 4 Way Power Splitter Indoor Multiband 100W (KRF 102 212/4) | PSP015160 | 1 | 0 | 0 | OK | PROCESSED | [6 empty] | 17064 | TAS1AEA
17064 | ZINCIRLIKUYU TAT TOWERS | suat | ERİCSSON TELEKOMÜNİKASYON A.Ş.-204 | 17064_1 | 07.06.2021 | K 63 22 641 | 4 Way Power Splitter Indoor Multiband 100W (KRF 102 212/4) | PSP015161 | 1 | 0 | 0 | OK | PROCESSED | [6 empty] | 17064 | TAS1AEA
17064 | ZINCIRLIKUYU TAT TOWERS | suat | ERİCSSON TELEKOMÜNİKASYON A.Ş.-204 | 17064_1 | 07.06.2021 | K 63 22 641 | 4 Way Power Splitter Indoor Multiband 100W (KRF 102 212/4) | PSP015162 | 1 | 0 | 0 | OK | PROCESSED | [6 empty] | 17064 | TAS1AEA
17064 | ZINCIRLIKUYU TAT TOWERS | suat | ERİCSSON TELEKOMÜNİKASYON A.Ş.-204 | 17064_1 | 07.06.2021 | K 63 22 641 | 4 Way Power Splitter Indoor Multiband 100W (KRF 102 212/4) | PSP015163 | 1 | 0 | 0 | OK | PROCESSED | [6 empty] | 17064 | TAS1AEA
17064 | ZINCIRLIKUYU TAT TOWERS | suat | ERİCSSON TELEKOMÜNİKASYON A.Ş.-204 | 17064_1 | 07.06.2021 | K 63 22 641 | 4 Way Power Splitter Indoor Multiband 100W (KRF 102 212/4) | PSP015164 | 1 | 0 | 0 | OK | PROCESSED | [6 empty] | 17064 | TAS1AEA
17064 | ZINCIRLIKUYU TAT TOWERS | suat | ERİCSSON TELEKOMÜNİKASYON A.Ş.-204 | 17064_1 | 07.06.2021 | K 63 22 641 | 4 Way Power Splitter Indoor Multiband 100W (KRF 102 212/4) | PSP015165 | 1 | 0 | 0 | OK | PROCESSED | [6 empty] | 17064 | TAS1AEA
17064 | ZINCIRLIKUYU TAT TOWERS | suat | ERİCSSON TELEKOMÜNİKASYON A.Ş.-204 | 17064_1 | 07.06.2021 | K 63 22 641 | 4 Way Power Splitter Indoor Multiband 100W (KRF 102 212/4) | PSP015166 | 1 | 0 | 0 | OK | PROCESSED | [6 empty] | 17064 | TAS1AEA
17064 | ZINCIRLIKUYU TAT TOWERS | suat | ERİCSSON TELEKOMÜNİKASYON A.Ş.-204 | 17064_1 | 07.06.2021 | K 63 22 641 | 4 Way Power Splitter Indoor Multiband 100W (KRF 102 212/4) | PSP015167 | 1 | 0 | 0 | OK | PROCESSED | [6 empty] | 17064 | TAS1AEA
17064 | ZINCIRLIKUYU TAT TOWERS | suat | ERİCSSON TELEKOMÜNİKASYON A.Ş.-204 | 17064_1 | 07.06.2021 | K 63 22 641 | 4 Way Power Splitter Indoor Multiband 100W (KRF 102 212/4) | PSP015183 | 1 | 0 | 0 | OK | PROCESSED | [6 empty] | 17064 | TAS1AEA
17064 | ZINCIRLIKUYU TAT TOWERS | suat | ERİCSSON TELEKOMÜNİKASYON A.Ş.-204 | 17064_1 | 07.06.2021 | K 63 22 641 | 4 Way Power Splitter Indoor Multiband 100W (KRF 102 212/4) | PSP015184 | 1 | 0 | 0 | OK | PROCESSED | [6 empty] | 17064 | TAS1AEA
17064 | ZINCIRLIKUYU TAT TOWERS | suat | ERİCSSON TELEKOMÜNİKASYON A.Ş.-204 | 17064_1 | 07.06.2021 | K 63 22 641 | 4 Way Power Splitter Indoor Multiband 100W (KRF 102 212/4) | PSP015185 | 1 | 0 | 0 | OK | PROCESSED | [6 empty] | 17064 | TAS1AEA
17064 | ZINCIRLIKUYU TAT TOWERS | suat | ERİCSSON TELEKOMÜNİKASYON A.Ş.-204 | 17064_1 | 07.06.2021 | K 63 22 641 | 4 Way Power Splitter Indoor Multiband 100W (KRF 102 212/4) | PSP015186 | 1 | 0 | 0 | OK | PROCESSED | [6 empty] | 17064 | TAS1AEA
17064 | ZINCIRLIKUYU TAT TOWERS | suat | ERİCSSON TELEKOMÜNİKASYON A.Ş.-204 | 17064_1 | 07.06.2021 | K 63 22 641 | 4 Way Power Splitter Indoor Multiband 100W (KRF 102 212/4) | PSP015187 | 1 | 0 | 0 | OK | PROCESSED | [6 empty] | 17064 | TAS1AEA
17064 | ZINCIRLIKUYU TAT TOWERS | suat | ERİCSSON TELEKOMÜNİKASYON A.Ş.-204 | 17064_1 | 07.06.2021 | K 63 22 641 | 4 Way Power Splitter Indoor Multiband 100W (KRF 102 212/4) | PSP019779 | 1 | 0 | 0 | OK | PROCESSED | [6 empty] | 17064 | TAS1AEA
17064 | ZINCIRLIKUYU TAT TOWERS | suat | ERİCSSON TELEKOMÜNİKASYON A.Ş.-204 | 17064_1 | 07.06.2021 | K 63 22 641 | 4 Way Power Splitter Indoor Multiband 100W (KRF 102 212/4) | PSP019780 | 1 | 0 | 0 | OK | PROCESSED | [6 empty] | 17064 | TAS1AEA
17064 | ZINCIRLIKUYU TAT TOWERS | suat | ERİCSSON TELEKOMÜNİKASYON A.Ş.-204 | 17064_1 | 07.06.2021 | K 63 22 641 | 4 Way Power Splitter Indoor Multiband 100W (KRF 102 212/4) | PSP019781 | 1 | 0 | 0 | OK | PROCESSED | [6 empty] | 17064 | TAS1AEA
17064 | ZINCIRLIKUYU TAT TOWERS | suat | ERİCSSON TELEKOMÜNİKASYON A.Ş.-204 | 17064_1 | 07.06.2021 | K 63 22 641 | 4 Way Power Splitter Indoor Multiband 100W (KRF 102 212/4) | PSP019782 | 1 | 0 | 0 | OK | PROCESSED | [6 empty] | 17064 | TAS1AEA
17064 | ZINCIRLIKUYU TAT TOWERS | suat | ERİCSSON TELEKOMÜNİKASYON A.Ş.-204 | 17064_1 | 07.06.2021 | K 63 22 641 | 4 Way Power Splitter Indoor Multiband 100W (KRF 102 212/4) | PSP019783 | 1 | 0 | 0 | OK | PROCESSED | [6 empty] | 17064 | TAS1AEA
17064 | ZINCIRLIKUYU TAT TOWERS | suat | ERİCSSON TELEKOMÜNİKASYON A.Ş.-204 | 17064_1 | 07.06.2021 | K 63 22 641 | 4 Way Power Splitter Indoor Multiband 100W (KRF 102 212/4) | PSP019784 | 1 | 0 | 0 | OK | PROCESSED | [6 empty] | 17064 | TAS1AEA
17064 | ZINCIRLIKUYU TAT TOWERS | suat | ERİCSSON TELEKOMÜNİKASYON A.Ş.-204 | 17064_1 | 07.06.2021 | K 63 22 641 | 4 Way Power Splitter Indoor Multiband 100W (KRF 102 212/4) | PSP019785 | 1 | 0 | 0 | OK | PROCESSED | [6 empty] | 17064 | TAS1AEA
17064 | ZINCIRLIKUYU TAT TOWERS | suat | ERİCSSON TELEKOMÜNİKASYON A.Ş.-204 | 17064_1 | 07.06.2021 | K 63 22 641 | 4 Way Power Splitter Indoor Multiband 100W (KRF 102 212/4) | PSP019786 | 1 | 0 | 0 | OK | PROCESSED | [6 empty] | 17064 | TAS1AEA
17064 | ZINCIRLIKUYU TAT TOWERS | suat | ERİCSSON TELEKOMÜNİKASYON A.Ş.-204 | 17064_1 | 07.06.2021 | K 63 22 641 | 4 Way Power Splitter Indoor Multiband 100W (KRF 102 212/4) | PSP019787 | 1 | 0 | 0 | OK | PROCESSED | [6 empty] | 17064 | TAS1AEA
17064 | ZINCIRLIKUYU TAT TOWERS | suat | ERİCSSON TELEKOMÜNİKASYON A.Ş.-204 | 17064_1 | 07.06.2021 | K 63 22 641 | 4 Way Power Splitter Indoor Multiband 100W (KRF 102 212/4) | PSP019788 | 1 | 0 | 0 | OK | PROCESSED | [6 empty] | 17064 | TAS1AEA
17064 | ZINCIRLIKUYU TAT TOWERS | suat | ERİCSSON TELEKOMÜNİKASYON A.Ş.-204 | 17064_1 | 07.06.2021 | K 63 22 641 | 4 Way Power Splitter Indoor Multiband 100W (KRF 102 212/4) | PSP019789 | 1 | 0 | 0 | OK | PROCESSED | [6 empty] | 17064 | TAS1AEA
17064 | ZINCIRLIKUYU TAT TOWERS | suat | ERİCSSON TELEKOMÜNİKASYON A.Ş.-204 | 17064_1 | 07.06.2021 | K 63 22 641 | 4 Way Power Splitter Indoor Multiband 100W (KRF 102 212/4) | PSP019790 | 1 | 0 | 0 | OK | PROCESSED | [6 empty] | 17064 | TAS1AEA
17064 | ZINCIRLIKUYU TAT TOWERS | suat | ERİCSSON TELEKOMÜNİKASYON A.Ş.-204 | 17064_1 | 07.06.2021 | K 63 22 641 | 4 Way Power Splitter Indoor Multiband 100W (KRF 102 212/4) | PSP019791 | 1 | 0 | 0 | OK | PROCESSED | [6 empty] | 17064 | TAS1AEA
17064 | ZINCIRLIKUYU TAT TOWERS | suat | ERİCSSON TELEKOMÜNİKASYON A.Ş.-204 | 17064_1 | 07.06.2021 | K 63 22 641 | 4 Way Power Splitter Indoor Multiband 100W (KRF 102 212/4) | PSP019823 | 1 | 0 | 0 | OK | PROCESSED | [6 empty] | 17064 | TAS1AEA
17064 | ZINCIRLIKUYU TAT TOWERS | suat | ERİCSSON TELEKOMÜNİKASYON A.Ş.-204 | 17064_1 | 07.06.2021 | K 63 22 641 | 4 Way Power Splitter Indoor Multiband 100W (KRF 102 212/4) | PSP019824 | 1 | 0 | 0 | OK | PROCESSED | [6 empty] | 17064 | TAS1AEA
17064 | ZINCIRLIKUYU TAT TOWERS | suat | ERİCSSON TELEKOMÜNİKASYON A.Ş.-204 | 17064_1 | 07.06.2021 | K 63 22 641 | 4 Way Power Splitter Indoor Multiband 100W (KRF 102 212/4) | PSP019825 | 1 | 0 | 0 | OK | PROCESSED | [6 empty] | 17064 | TAS1AEA
17064 | ZINCIRLIKUYU TAT TOWERS | suat | ERİCSSON TELEKOMÜNİKASYON A.Ş.-204 | 17064_1 | 07.06.2021 | K 63 22 641 | 4 Way Power Splitter Indoor Multiband 100W (KRF 102 212/4) | PSP019826 | 1 | 0 | 0 | OK | PROCESSED | [6 empty] | 17064 | TAS1AEA
17064 | ZINCIRLIKUYU TAT TOWERS | suat | ERİCSSON TELEKOMÜNİKASYON A.Ş.-204 | 17064_1 | 07.06.2021 | K 63 22 641 | 4 Way Power Splitter Indoor Multiband 100W (KRF 102 212/4) | PSP019827 | 1 | 0 | 0 | OK | PROCESSED | [6 empty] | 17064 | TAS1AEA
17064 | ZINCIRLIKUYU TAT TOWERS | suat | ERİCSSON TELEKOMÜNİKASYON A.Ş.-204 | 17064_1 | 07.06.2021 | K 63 22 641 | 4 Way Power Splitter Indoor Multiband 100W (KRF 102 212/4) | PSP019828 | 1 | 0 | 0 | OK | PROCESSED | [6 empty] | 17064 | TAS1AEA
17064 | ZINCIRLIKUYU TAT TOWERS | suat | ERİCSSON TELEKOMÜNİKASYON A.Ş.-204 | 17064_1 | 07.06.2021 | K 63 22 641 | 4 Way Power Splitter Indoor Multiband 100W (KRF 102 212/4) | PSP019829 | 1 | 0 | 0 | OK | PROCESSED | [6 empty] | 17064 | TAS1AEA
17064 | ZINCIRLIKUYU TAT TOWERS | suat | ERİCSSON TELEKOMÜNİKASYON A.Ş.-204 | 17064_1 | 07.06.2021 | K 63 22 641 | 4 Way Power Splitter Indoor Multiband 100W (KRF 102 212/4) | PSP019830 | 1 | 0 | 0 | OK | PROCESSED | [6 empty] | 17064 | TAS1AEA
17064 | ZINCIRLIKUYU TAT TOWERS | suat | ERİCSSON TELEKOMÜNİKASYON A.Ş.-204 | 17064_1 | 07.06.2021 | KAPI SENSORU | Kapı Sensörü | GSE150718 | 1 | 0 | 0 | OK | PROCESSED | [6 empty] | 17064 | TAS1AEA
17064 | ZINCIRLIKUYU TAT TOWERS | suat | ERİCSSON TELEKOMÜNİKASYON A.Ş.-204 | 17064_1 | 07.06.2021 | KAPI SENSORU | Kapı Sensörü | GSE150719 | 1 | 0 | 0 | OK | PROCESSED | [6 empty] | 17064 | TAS1AEA
17064 | ZINCIRLIKUYU TAT TOWERS | suat | ERİCSSON TELEKOMÜNİKASYON A.Ş.-204 | 17064_1 | 07.06.2021 | KAPI SENSORU | Kapı Sensörü | GSE150720 | 1 | 0 | 0 | OK | PROCESSED | [6 empty] | 17064 | TAS1AEA
17064 | ZINCIRLIKUYU TAT TOWERS | suat | ERİCSSON TELEKOMÜNİKASYON A.Ş.-204 | 17064_1 | 07.06.2021 | KDU 137 596/2 | Site Integration Unit 02, SIU-02 | SCB4U781001 | 1 | 0 | 0 | OK | PROCESSED | [6 empty] | 17064 | TAS1AEA
17064 | ZINCIRLIKUYU TAT TOWERS | suat | ERİCSSON TELEKOMÜNİKASYON A.Ş.-204 | 17064_1 | 07.06.2021 | KRC 161 149/1 | RBS 2216 DRU ,TRANSCEIVER-EGSM | STR46158919 | 1 | 0 | 0 | OK | PROCESSED | [6 empty] | 17064 | TAS1AEA
17064 | ZINCIRLIKUYU TAT TOWERS | suat | ERİCSSON TELEKOMÜNİKASYON A.Ş.-204 | 17064_1 | 07.06.2021 | KRC 161 149/1 | RBS 2216 DRU ,TRANSCEIVER-EGSM | STR46840752 | 1 | 0 | 0 | OK | PROCESSED | [6 empty] | 17064 | TAS1AEA
17064 | ZINCIRLIKUYU TAT TOWERS | suat | ERİCSSON TELEKOMÜNİKASYON A.Ş.-204 | 17064_1 | 07.06.2021 | KRE 101 1924/1 | Kathrein Directional Indoor Antenna VPol 806-960/1710-2500 90° 7dBi (800 10248 ve KRE 101 2000/1) | A583595 | 1 | 0 | 0 | OK | PROCESSED | [6 empty] | 17064 | TAS1AEA
17064 | ZINCIRLIKUYU TAT TOWERS | suat | ERİCSSON TELEKOMÜNİKASYON A.Ş.-204 | 17064_1 | 07.06.2021 | KRE 101 1924/1 | Kathrein Directional Indoor Antenna VPol 806-960/1710-2500 90° 7dBi (800 10248 ve KRE 101 2000/1) | A583596 | 1 | 0 | 0 | OK | PROCESSED | [6 empty] | 17064 | TAS1AEA
17064 | ZINCIRLIKUYU TAT TOWERS | suat | ERİCSSON TELEKOMÜNİKASYON A.Ş.-204 | 17064_1 | 07.06.2021 | KRE 101 1924/1 | Kathrein Directional Indoor Antenna VPol 806-960/1710-2500 90° 7dBi (800 10248 ve KRE 101 2000/1) | A583597 | 1 | 0 | 0 | OK | PROCESSED | [6 empty] | 17064 | TAS1AEA
17064 | ZINCIRLIKUYU TAT TOWERS | suat | ERİCSSON TELEKOMÜNİKASYON A.Ş.-204 | 17064_1 | 07.06.2021 | KRE 101 1924/1 | Kathrein Directional Indoor Antenna VPol 806-960/1710-2500 90° 7dBi (800 10248 ve KRE 101 2000/1) | A583598 | 1 | 0 | 0 | OK | PROCESSED | [6 empty] | 17064 | TAS1AEA
17064 | ZINCIRLIKUYU TAT TOWERS | suat | ERİCSSON TELEKOMÜNİKASYON A.Ş.-204 | 17064_1 | 07.06.2021 | KRE 101 1924/1 | Kathrein Directional Indoor Antenna VPol 806-960/1710-2500 90° 7dBi (800 10248 ve KRE 101 2000/1) | A583599 | 1 | 0 | 0 | OK | PROCESSED | [6 empty] | 17064 | TAS1AEA
17064 | ZINCIRLIKUYU TAT TOWERS | suat | ERİCSSON TELEKOMÜNİKASYON A.Ş.-204 | 17064_1 | 07.06.2021 | KRE 101 1924/1 | Kathrein Directional Indoor Antenna VPol 806-960/1710-2500 90° 7dBi (800 10248 ve KRE 101 2000/1) | A583600 | 1 | 0 | 0 | OK | PROCESSED | [6 empty] | 17064 | TAS1AEA
17064 | ZINCIRLIKUYU TAT TOWERS | suat | ERİCSSON TELEKOMÜNİKASYON A.Ş.-204 | 17064_1 | 07.06.2021 | KRE 101 1924/1 | Kathrein Directional Indoor Antenna VPol 806-960/1710-2500 90° 7dBi (800 10248 ve KRE 101 2000/1) | A583601 | 1 | 0 | 0 | OK | PROCESSED | [6 empty] | 17064 | TAS1AEA
17064 | ZINCIRLIKUYU TAT TOWERS | suat | ERİCSSON TELEKOMÜNİKASYON A.Ş.-204 | 17064_1 | 07.06.2021 | KRE 101 1924/1 | Kathrein Directional Indoor Antenna VPol 806-960/1710-2500 90° 7dBi (800 10248 ve KRE 101 2000/1) | A583602 | 1 | 0 | 0 | OK | PROCESSED | [6 empty] | 17064 | TAS1AEA
17064 | ZINCIRLIKUYU TAT TOWERS | suat | ERİCSSON TELEKOMÜNİKASYON A.Ş.-204 | 17064_1 | 07.06.2021 | KRE 101 1924/1 | Kathrein Directional Indoor Antenna VPol 806-960/1710-2500 90° 7dBi (800 10248 ve KRE 101 2000/1) | A583603 | 1 | 0 | 0 | OK | PROCESSED | [6 empty] | 17064 | TAS1AEA
17064 | ZINCIRLIKUYU TAT TOWERS | suat | ERİCSSON TELEKOMÜNİKASYON A.Ş.-204 | 17064_1 | 07.06.2021 | KRE 101 1924/1 | Kathrein Directional Indoor Antenna VPol 806-960/1710-2500 90° 7dBi (800 10248 ve KRE 101 2000/1) | A583604 | 1 | 0 | 0 | OK | PROCESSED | [6 empty] | 17064 | TAS1AEA
17064 | ZINCIRLIKUYU TAT TOWERS | suat | ERİCSSON TELEKOMÜNİKASYON A.Ş.-204 | 17064_1 | 07.06.2021 | KRE 101 1924/1 | Kathrein Directional Indoor Antenna VPol 806-960/1710-2500 90° 7dBi (800 10248 ve KRE 101 2000/1) | A583605 | 1 | 0 | 0 | OK | PROCESSED | [6 empty] | 17064 | TAS1AEA
17064 | ZINCIRLIKUYU TAT TOWERS | suat | ERİCSSON TELEKOMÜNİKASYON A.Ş.-204 | 17064_1 | 07.06.2021 | KRE 101 1924/1 | Kathrein Directional Indoor Antenna VPol 806-960/1710-2500 90° 7dBi (800 10248 ve KRE 101 2000/1) | A583606 | 1 | 0 | 0 | OK | PROCESSED | [6 empty] | 17064 | TAS1AEA
17064 | ZINCIRLIKUYU TAT TOWERS | suat | ERİCSSON TELEKOMÜNİKASYON A.Ş.-204 | 17064_1 | 07.06.2021 | KRE 101 1924/1 | Kathrein Directional Indoor Antenna VPol 806-960/1710-2500 90° 7dBi (800 10248 ve KRE 101 2000/1) | A583607 | 1 | 0 | 0 | OK | PROCESSED | [6 empty] | 17064 | TAS1AEA
17064 | ZINCIRLIKUYU TAT TOWERS | suat | ERİCSSON TELEKOMÜNİKASYON A.Ş.-204 | 17064_1 | 07.06.2021 | KRE 101 1924/1 | Kathrein Directional Indoor Antenna VPol 806-960/1710-2500 90° 7dBi (800 10248 ve KRE 101 2000/1) | A583608 | 1 | 0 | 0 | OK | PROCESSED | [6 empty] | 17064 | TAS1AEA
17064 | ZINCIRLIKUYU TAT TOWERS | suat | ERİCSSON TELEKOMÜNİKASYON A.Ş.-204 | 17064_1 | 07.06.2021 | KRE 101 1924/1 | Kathrein Directional Indoor Antenna VPol 806-960/1710-2500 90° 7dBi (800 10248 ve KRE 101 2000/1) | A583609 | 1 | 0 | 0 | OK | PROCESSED | [6 empty] | 17064 | TAS1AEA
17064 | ZINCIRLIKUYU TAT TOWERS | suat | ERİCSSON TELEKOMÜNİKASYON A.Ş.-204 | 17064_1 | 07.06.2021 | KRE 101 1924/1 | Kathrein Directional Indoor Antenna VPol 806-960/1710-2500 90° 7dBi (800 10248 ve KRE 101 2000/1) | A583610 | 1 | 0 | 0 | OK | PROCESSED | [6 empty] | 17064 | TAS1AEA
17064 | ZINCIRLIKUYU TAT TOWERS | suat | ERİCSSON TELEKOMÜNİKASYON A.Ş.-204 | 17064_1 | 07.06.2021 | KRE 101 1924/1 | Kathrein Directional Indoor Antenna VPol 806-960/1710-2500 90° 7dBi (800 10248 ve KRE 101 2000/1) | A583611 | 1 | 0 | 0 | OK | PROCESSED | [6 empty] | 17064 | TAS1AEA
17064 | ZINCIRLIKUYU TAT TOWERS | suat | ERİCSSON TELEKOMÜNİKASYON A.Ş.-204 | 17064_1 | 07.06.2021 | KRE 101 1924/1 | Kathrein Directional Indoor Antenna VPol 806-960/1710-2500 90° 7dBi (800 10248 ve KRE 101 2000/1) | A583612 | 1 | 0 | 0 | OK | PROCESSED | [6 empty] | 17064 | TAS1AEA
17064 | ZINCIRLIKUYU TAT TOWERS | suat | ERİCSSON TELEKOMÜNİKASYON A.Ş.-204 | 17064_1 | 07.06.2021 | KRE 101 1924/1 | Kathrein Directional Indoor Antenna VPol 806-960/1710-2500 90° 7dBi (800 10248 ve KRE 101 2000/1) | A583613 | 1 | 0 | 0 | OK | PROCESSED | [6 empty] | 17064 | TAS1AEA
17064 | ZINCIRLIKUYU TAT TOWERS | suat | ERİCSSON TELEKOMÜNİKASYON A.Ş.-204 | 17064_1 | 07.06.2021 | KRE 101 1924/1 | Kathrein Directional Indoor Antenna VPol 806-960/1710-2500 90° 7dBi (800 10248 ve KRE 101 2000/1) | A583614 | 1 | 0 | 0 | OK | PROCESSED | [6 empty] | 17064 | TAS1AEA
17064 | ZINCIRLIKUYU TAT TOWERS | suat | ERİCSSON TELEKOMÜNİKASYON A.Ş.-204 | 17064_1 | 07.06.2021 | KRE 101 1924/1 | Kathrein Directional Indoor Antenna VPol 806-960/1710-2500 90° 7dBi (800 10248 ve KRE 101 2000/1) | A583615 | 1 | 0 | 0 | OK | PROCESSED | [6 empty] | 17064 | TAS1AEA
17064 | ZINCIRLIKUYU TAT TOWERS | suat | ERİCSSON TELEKOMÜNİKASYON A.Ş.-204 | 17064_1 | 07.06.2021 | KRE 101 1924/1 | Kathrein Directional Indoor Antenna VPol 806-960/1710-2500 90° 7dBi (800 10248 ve KRE 101 2000/1) | A583616 | 1 | 0 | 0 | OK | PROCESSED | [6 empty] | 17064 | TAS1AEA
17064 | ZINCIRLIKUYU TAT TOWERS | suat | ERİCSSON TELEKOMÜNİKASYON A.Ş.-204 | 17064_1 | 07.06.2021 | KRE 101 1924/1 | Kathrein Directional Indoor Antenna VPol 806-960/1710-2500 90° 7dBi (800 10248 ve KRE 101 2000/1) | A583617 | 1 | 0 | 0 | OK | PROCESSED | [6 empty] | 17064 | TAS1AEA
17064 | ZINCIRLIKUYU TAT TOWERS | suat | ERİCSSON TELEKOMÜNİKASYON A.Ş.-204 | 17064_1 | 07.06.2021 | KRE 101 1924/1 | Kathrein Directional Indoor Antenna VPol 806-960/1710-2500 90° 7dBi (800 10248 ve KRE 101 2000/1) | A583618 | 1 | 0 | 0 | OK | PROCESSED | [6 empty] | 17064 | TAS1AEA
17064 | ZINCIRLIKUYU TAT TOWERS | suat | ERİCSSON TELEKOMÜNİKASYON A.Ş.-204 | 17064_1 | 07.06.2021 | KRE 101 1924/1 | Kathrein Directional Indoor Antenna VPol 806-960/1710-2500 90° 7dBi (800 10248 ve KRE 101 2000/1) | A583619 | 1 | 0 | 0 | OK | PROCESSED | [6 empty] | 17064 | TAS1AEA
17064 | ZINCIRLIKUYU TAT TOWERS | suat | ERİCSSON TELEKOMÜNİKASYON A.Ş.-204 | 17064_1 | 07.06.2021 | KRE 101 1924/1 | Kathrein Directional Indoor Antenna VPol 806-960/1710-2500 90° 7dBi (800 10248 ve KRE 101 2000/1) | A583620 | 1 | 0 | 0 | OK | PROCESSED | [6 empty] | 17064 | TAS1AEA
17064 | ZINCIRLIKUYU TAT TOWERS | suat | ERİCSSON TELEKOMÜNİKASYON A.Ş.-204 | 17064_1 | 07.06.2021 | KRE 101 1924/1 | Kathrein Directional Indoor Antenna VPol 806-960/1710-2500 90° 7dBi (800 10248 ve KRE 101 2000/1) | A583621 | 1 | 0 | 0 | OK | PROCESSED | [6 empty] | 17064 | TAS1AEA
17064 | ZINCIRLIKUYU TAT TOWERS | suat | ERİCSSON TELEKOMÜNİKASYON A.Ş.-204 | 17064_1 | 07.06.2021 | KRE 101 1924/1 | Kathrein Directional Indoor Antenna VPol 806-960/1710-2500 90° 7dBi (800 10248 ve KRE 101 2000/1) | A583622 | 1 | 0 | 0 | OK | PROCESSED | [6 empty] | 17064 | TAS1AEA
17064 | ZINCIRLIKUYU TAT TOWERS | suat | ERİCSSON TELEKOMÜNİKASYON A.Ş.-204 | 17064_1 | 07.06.2021 | KRE 101 1924/1 | Kathrein Directional Indoor Antenna VPol 806-960/1710-2500 90° 7dBi (800 10248 ve KRE 101 2000/1) | A583623 | 1 | 0 | 0 | OK | PROCESSED | [6 empty] | 17064 | TAS1AEA
17064 | ZINCIRLIKUYU TAT TOWERS | suat | ERİCSSON TELEKOMÜNİKASYON A.Ş.-204 | 17064_1 | 07.06.2021 | KRE 101 1924/1 | Kathrein Directional Indoor Antenna VPol 806-960/1710-2500 90° 7dBi (800 10248 ve KRE 101 2000/1) | A583624 | 1 | 0 | 0 | OK | PROCESSED | [6 empty] | 17064 | TAS1AEA
17064 | ZINCIRLIKUYU TAT TOWERS | suat | ERİCSSON TELEKOMÜNİKASYON A.Ş.-204 | 17064_1 | 07.06.2021 | KRE 101 1924/1 | Kathrein Directional Indoor Antenna VPol 806-960/1710-2500 90° 7dBi (800 10248 ve KRE 101 2000/1) | A583625 | 1 | 0 | 0 | OK | PROCESSED | [6 empty] | 17064 | TAS1AEA
17064 | ZINCIRLIKUYU TAT TOWERS | suat | ERİCSSON TELEKOMÜNİKASYON A.Ş.-204 | 17064_1 | 07.06.2021 | KRE 101 1924/1 | Kathrein Directional Indoor Antenna VPol 806-960/1710-2500 90° 7dBi (800 10248 ve KRE 101 2000/1) | A584217 | 1 | 0 | 0 | OK | PROCESSED | [6 empty] | 17064 | TAS1AEA
17064 | ZINCIRLIKUYU TAT TOWERS | suat | ERİCSSON TELEKOMÜNİKASYON A.Ş.-204 | 17064_1 | 07.06.2021 | KRE 101 1924/1 | Kathrein Directional Indoor Antenna VPol 806-960/1710-2500 90° 7dBi (800 10248 ve KRE 101 2000/1) | A584218 | 1 | 0 | 0 | OK | PROCESSED | [6 empty] | 17064 | TAS1AEA
17064 | ZINCIRLIKUYU TAT TOWERS | suat | ERİCSSON TELEKOMÜNİKASYON A.Ş.-204 | 17064_1 | 07.06.2021 | KRE 101 1924/1 | Kathrein Directional Indoor Antenna VPol 806-960/1710-2500 90° 7dBi (800 10248 ve KRE 101 2000/1) | A584219 | 1 | 0 | 0 | OK | PROCESSED | [6 empty] | 17064 | TAS1AEA
17064 | ZINCIRLIKUYU TAT TOWERS | suat | ERİCSSON TELEKOMÜNİKASYON A.Ş.-204 | 17064_1 | 07.06.2021 | KRE 101 1924/1 | Kathrein Directional Indoor Antenna VPol 806-960/1710-2500 90° 7dBi (800 10248 ve KRE 101 2000/1) | A584220 | 1 | 0 | 0 | OK | PROCESSED | [6 empty] | 17064 | TAS1AEA
17064 | ZINCIRLIKUYU TAT TOWERS | suat | ERİCSSON TELEKOMÜNİKASYON A.Ş.-204 | 17064_1 | 07.06.2021 | KRE 101 1924/1 | Kathrein Directional Indoor Antenna VPol 806-960/1710-2500 90° 7dBi (800 10248 ve KRE 101 2000/1) | A584221 | 1 | 0 | 0 | OK | PROCESSED | [6 empty] | 17064 | TAS1AEA
17064 | ZINCIRLIKUYU TAT TOWERS | suat | ERİCSSON TELEKOMÜNİKASYON A.Ş.-204 | 17064_1 | 07.06.2021 | KRE 101 1924/1 | Kathrein Directional Indoor Antenna VPol 806-960/1710-2500 90° 7dBi (800 10248 ve KRE 101 2000/1) | A584222 | 1 | 0 | 0 | OK | PROCESSED | [6 empty] | 17064 | TAS1AEA
17064 | ZINCIRLIKUYU TAT TOWERS | suat | ERİCSSON TELEKOMÜNİKASYON A.Ş.-204 | 17064_1 | 07.06.2021 | KRE 101 1924/1 | Kathrein Directional Indoor Antenna VPol 806-960/1710-2500 90° 7dBi (800 10248 ve KRE 101 2000/1) | A584223 | 1 | 0 | 0 | OK | PROCESSED | [6 empty] | 17064 | TAS1AEA
17064 | ZINCIRLIKUYU TAT TOWERS | suat | ERİCSSON TELEKOMÜNİKASYON A.Ş.-204 | 17064_1 | 07.06.2021 | KRE 101 1924/1 | Kathrein Directional Indoor Antenna VPol 806-960/1710-2500 90° 7dBi (800 10248 ve KRE 101 2000/1) | A584224 | 1 | 0 | 0 | OK | PROCESSED | [6 empty] | 17064 | TAS1AEA
17064 | ZINCIRLIKUYU TAT TOWERS | suat | ERİCSSON TELEKOMÜNİKASYON A.Ş.-204 | 17064_1 | 07.06.2021 | KRE 101 1924/1 | Kathrein Directional Indoor Antenna VPol 806-960/1710-2500 90° 7dBi (800 10248 ve KRE 101 2000/1) | A584302 | 1 | 0 | 0 | OK | PROCESSED | [6 empty] | 17064 | TAS1AEA
17064 | ZINCIRLIKUYU TAT TOWERS | suat | ERİCSSON TELEKOMÜNİKASYON A.Ş.-204 | 17064_1 | 07.06.2021 | KRE 101 1924/1 | Kathrein Directional Indoor Antenna VPol 806-960/1710-2500 90° 7dBi (800 10248 ve KRE 101 2000/1) | A584303 | 1 | 0 | 0 | OK | PROCESSED | [6 empty] | 17064 | TAS1AEA
17064 | ZINCIRLIKUYU TAT TOWERS | suat | ERİCSSON TELEKOMÜNİKASYON A.Ş.-204 | 17064_1 | 07.06.2021 | KRE 101 1924/1 | Kathrein Directional Indoor Antenna VPol 806-960/1710-2500 90° 7dBi (800 10248 ve KRE 101 2000/1) | A584304 | 1 | 0 | 0 | OK | PROCESSED | [6 empty] | 17064 | TAS1AEA
17064 | ZINCIRLIKUYU TAT TOWERS | suat | ERİCSSON TELEKOMÜNİKASYON A.Ş.-204 | 17064_1 | 07.06.2021 | KRE 101 1924/1 | Kathrein Directional Indoor Antenna VPol 806-960/1710-2500 90° 7dBi (800 10248 ve KRE 101 2000/1) | A584305 | 1 | 0 | 0 | OK | PROCESSED | [6 empty] | 17064 | TAS1AEA
17064 | ZINCIRLIKUYU TAT TOWERS | suat | ERİCSSON TELEKOMÜNİKASYON A.Ş.-204 | 17064_1 | 07.06.2021 | KRE 101 1924/1 | Kathrein Directional Indoor Antenna VPol 806-960/1710-2500 90° 7dBi (800 10248 ve KRE 101 2000/1) | A584306 | 1 | 0 | 0 | OK | PROCESSED | [6 empty] | 17064 | TAS1AEA
17064 | ZINCIRLIKUYU TAT TOWERS | suat | ERİCSSON TELEKOMÜNİKASYON A.Ş.-204 | 17064_1 | 07.06.2021 | KRE 101 1924/1 | Kathrein Directional Indoor Antenna VPol 806-960/1710-2500 90° 7dBi (800 10248 ve KRE 101 2000/1) | A584307 | 1 | 0 | 0 | OK | PROCESSED | [6 empty] | 17064 | TAS1AEA
17064 | ZINCIRLIKUYU TAT TOWERS | suat | ERİCSSON TELEKOMÜNİKASYON A.Ş.-204 | 17064_1 | 07.06.2021 | KRE 101 1924/1 | Kathrein Directional Indoor Antenna VPol 806-960/1710-2500 90° 7dBi (800 10248 ve KRE 101 2000/1) | A584308 | 1 | 0 | 0 | OK | PROCESSED | [6 empty] | 17064 | TAS1AEA
17064 | ZINCIRLIKUYU TAT TOWERS | suat | ERİCSSON TELEKOMÜNİKASYON A.Ş.-204 | 17064_1 | 07.06.2021 | KRE 101 1924/1 | Kathrein Directional Indoor Antenna VPol 806-960/1710-2500 90° 7dBi (800 10248 ve KRE 101 2000/1) | A584309 | 1 | 0 | 0 | OK | PROCESSED | [6 empty] | 17064 | TAS1AEA
17064 | ZINCIRLIKUYU TAT TOWERS | suat | ERİCSSON TELEKOMÜNİKASYON A.Ş.-204 | 17064_1 | 07.06.2021 | KRY 101 1841/1 | Ericsson Multicasting Matrix 806-960MHz | 004439 | 1 | 0 | 0 | OK | PROCESSED | [6 empty] | 17064 | TAS1AEA
17064 | ZINCIRLIKUYU TAT TOWERS | suat | ERİCSSON TELEKOMÜNİKASYON A.Ş.-204 | 17064_1 | 07.06.2021 | KRY 101 1841/1 | Ericsson Multicasting Matrix 806-960MHz | 004441 | 1 | 0 | 0 | OK | PROCESSED | [6 empty] | 17064 | TAS1AEA
17064 | ZINCIRLIKUYU TAT TOWERS | suat | ERİCSSON TELEKOMÜNİKASYON A.Ş.-204 | 17064_1 | 07.06.2021 | KRY 101 1841/1 | Ericsson Multicasting Matrix 806-960MHz | 005254 | 1 | 0 | 0 | OK | PROCESSED | [6 empty] | 17064 | TAS1AEA
17064 | ZINCIRLIKUYU TAT TOWERS | suat | ERİCSSON TELEKOMÜNİKASYON A.Ş.-204 | 17064_1 | 07.06.2021 | KRY 101 1841/1 | Ericsson Multicasting Matrix 806-960MHz | 005695 | 1 | 0 | 0 | OK | PROCESSED | [6 empty] | 17064 | TAS1AEA
17064 | ZINCIRLIKUYU TAT TOWERS | suat | ERİCSSON TELEKOMÜNİKASYON A.Ş.-204 | 17064_1 | 07.06.2021 | NKJ 157 | JUMPER 3.5m RFF, 1/2 '' , 7/16m-7/16 RIGHT ANGLE MALE NK DRAKA ( FOR RBS 2216) |  | 4 | 4 | -4 | Sayım fazlası depo transferi ile tamamlanmıştır | PROCESSED | [7 empty] | TAS1AEA
17064 | ZINCIRLIKUYU TAT TOWERS | suat | ERİCSSON TELEKOMÜNİKASYON A.Ş.-204 | 17064_1 | 07.06.2021 | NTM 201 3216 | Roxtec Cable Glands RBS2000 (NTM 201 217/2) |  | 3 | 3 | 0 |  | PROCESSED | [7 empty] | TAS1AEA
17064 | ZINCIRLIKUYU TAT TOWERS | suat | ERİCSSON TELEKOMÜNİKASYON A.Ş.-204 | 17064_1 | 07.06.2021 | NTM 203 80/100 | DC Cable 100m of TFL 424 03 |  | 16 | -24 | 24 | Sayım eksiği fark deposuna transfer edildi | PROCESSED | [7 empty] | TAS1AEA
17064 | ZINCIRLIKUYU TAT TOWERS | suat | ERİCSSON TELEKOMÜNİKASYON A.Ş.-204 | 17064_1 | 07.06.2021 | RDH 901 20/D0210 | SFP GB-LX 1310nm | 100604100009 | 1 | 0 | 0 | OK | PROCESSED | [6 empty] | 17064 | TAS1AEA
17064 | ZINCIRLIKUYU TAT TOWERS | suat | ERİCSSON TELEKOMÜNİKASYON A.Ş.-204 | 17064_1 | 07.06.2021 | ROJ 208 1308/1 | MMU2H | SA231068V9N | 1 | 0 | 0 | OK | PROCESSED | [6 empty] | 17064 | TAS1AEA
17064 | ZINCIRLIKUYU TAT TOWERS | suat | ERİCSSON TELEKOMÜNİKASYON A.Ş.-204 | 17064_1 | 07.06.2021 | ROJ 208 1308/1 | MMU2H | SA231094UZR | 1 | 0 | 0 | OK | PROCESSED | [6 empty] | 17064 | TAS1AEA
17064 | ZINCIRLIKUYU TAT TOWERS | suat | ERİCSSON TELEKOMÜNİKASYON A.Ş.-204 | 17064_1 | 07.06.2021 | ROJ 208 1308/1 | MMU2H | SA2310C8WT2 | 1 | 0 | 0 | OK | PROCESSED | [6 empty] | 17064 | TAS1AEA
17064 | ZINCIRLIKUYU TAT TOWERS | suat | ERİCSSON TELEKOMÜNİKASYON A.Ş.-204 | 17064_1 | 07.06.2021 | ROJ 208 1311/1 | MMU3 A | SA2310DD7R4 | 1 | 0 | 0 | OK | PROCESSED | [6 empty] | 17064 | TAS1AEA
17064 | ZINCIRLIKUYU TAT TOWERS | suat | ERİCSSON TELEKOMÜNİKASYON A.Ş.-204 | 17064_1 | 07.06.2021 | ROJ 211 04/1 | NPU3 D | SCR9D506150 | 1 | 0 | 0 | OK | PROCESSED | [6 empty] | 17064 | TAS1AEA
17064 | ZINCIRLIKUYU TAT TOWERS | suat | ERİCSSON TELEKOMÜNİKASYON A.Ş.-204 | 17064_1 | 07.06.2021 | ROJR 208 002/3 | LTU 16/1 | ST710474701 | 1 | 0 | 0 | OK | PROCESSED | [6 empty] | 17064 | TAS1AEA
17064 | ZINCIRLIKUYU TAT TOWERS | suat | ERİCSSON TELEKOMÜNİKASYON A.Ş.-204 | 17064_1 | 07.06.2021 | ROJR 208 002/3 | LTU 16/1 | ST781357846 | 1 | 0 | 0 | OK | PROCESSED | [6 empty] | 17064 | TAS1AEA
17064 | ZINCIRLIKUYU TAT TOWERS | suat | ERİCSSON TELEKOMÜNİKASYON A.Ş.-204 | 17064_1 | 07.06.2021 | ROJR 211 006/1 | NPU3 B | SCR90858296 | 1 | 0 | 0 | OK | PROCESSED | [6 empty] | 17064 | TAS1AEA
17064 | ZINCIRLIKUYU TAT TOWERS | suat | ERİCSSON TELEKOMÜNİKASYON A.Ş.-204 | 17064_1 | 07.06.2021 | ROJR 211 007/1 | ETU3 (AMM 2P B, AMM 6P C/D) | SA2310C0Y46 | 1 | 0 | 0 | OK | PROCESSED | [6 empty] | 17064 | TAS1AEA
17064 | ZINCIRLIKUYU TAT TOWERS | suat | ERİCSSON TELEKOMÜNİKASYON A.Ş.-204 | 17064_1 | 07.06.2021 | ROJR 219 011/1 | FAU2 (included in 6p B kit). | SC081095624 | 1 | 0 | 0 | OK | PROCESSED | [6 empty] | 17064 | TAS1AEA
17064 | ZINCIRLIKUYU TAT TOWERS | suat | ERİCSSON TELEKOMÜNİKASYON A.Ş.-204 | 17064_1 | 07.06.2021 | ROJR 219 011/1 | FAU2 (included in 6p B kit). | SX76S020875 | 1 | 0 | 0 | OK | PROCESSED | [6 empty] | 17064 | TAS1AEA
17064 | ZINCIRLIKUYU TAT TOWERS | suat | ERİCSSON TELEKOMÜNİKASYON A.Ş.-204 | 17064_1 | 07.06.2021 | ROJR 219 014/1 | PFU3 B (for AMM 6p C) | SC081272604 | 1 | 0 | 0 | OK | PROCESSED | [6 empty] | 17064 | TAS1AEA
17064 | ZINCIRLIKUYU TAT TOWERS | suat | ERİCSSON TELEKOMÜNİKASYON A.Ş.-204 | 17064_1 | 07.06.2021 | ROJR 219 014/1 | PFU3 B (for AMM 6p C) | ST710283257 | 1 | 0 | 0 | OK | PROCESSED | [6 empty] | 17064 | TAS1AEA
17064 | ZINCIRLIKUYU TAT TOWERS | suat | ERİCSSON TELEKOMÜNİKASYON A.Ş.-204 | 17064_1 | 07.06.2021 | ROJR 219 014/1 | PFU3 B (for AMM 6p C) | ST710675587 | 1 | 0 | 0 | OK | PROCESSED | [6 empty] | 17064 | TAS1AEA
17064 | ZINCIRLIKUYU TAT TOWERS | suat | ERİCSSON TELEKOMÜNİKASYON A.Ş.-204 | 17064_1 | 07.06.2021 | ROJR 219 014/1 | PFU3 B (for AMM 6p C) | ST781346385 | 1 | 0 | 0 | OK | PROCESSED | [6 empty] | 17064 | TAS1AEA
17064 | ZINCIRLIKUYU TAT TOWERS | suat | ERİCSSON TELEKOMÜNİKASYON A.Ş.-204 | 17064_1 | 07.06.2021 | RPM 517 6906/01 | Station Radio Cable (MMU ile beraber alınmalı) |  | 6 | 6 | 0 |  | PROCESSED | [7 empty] | TAS1AEA
17064 | ZINCIRLIKUYU TAT TOWERS | suat | ERİCSSON TELEKOMÜNİKASYON A.Ş.-204 | 17064_1 | 07.06.2021 | RPM 919 726/02000 | SIU Power Cable (2m) |  | 1 | 1 | 0 |  | PROCESSED | [7 empty] | TAS1AEA
17064 | ZINCIRLIKUYU TAT TOWERS | suat | ERİCSSON TELEKOMÜNİKASYON A.Ş.-204 | 17064_1 | 07.06.2021 | RYS 110 243/1 | RMM (for all NPU) |  | 1 | 1 | 0 |  | PROCESSED | [7 empty] | TAS1AEA
17064 | ZINCIRLIKUYU TAT TOWERS | suat | ERİCSSON TELEKOMÜNİKASYON A.Ş.-204 | 17064_1 | 07.06.2021 | SEB 104 112/1 M48 | RBS 2216 -48V CABINET. | STU8CC16051 | 1 | 0 | 0 | OK | PROCESSED | [6 empty] | 17064 | TAS1AEA
17064 | ZINCIRLIKUYU TAT TOWERS | suat | ERİCSSON TELEKOMÜNİKASYON A.Ş.-204 | 17064_1 | 07.06.2021 | SEB 104 112/1 M48 | RBS 2216 -48V CABINET. | STU8CF74390 | 1 | 0 | 0 | OK | PROCESSED | [6 empty] | 17064 | TAS1AEA
17064 | ZINCIRLIKUYU TAT TOWERS | suat | ERİCSSON TELEKOMÜNİKASYON A.Ş.-204 | 17064_1 | 07.06.2021 | SEB 104 112/1 M48 | RBS 2216 -48V CABINET. | STU8CG15270 | 1 | 0 | 0 | OK | PROCESSED | [6 empty] | 17064 | TAS1AEA
17064 | ZINCIRLIKUYU TAT TOWERS | suat | ERİCSSON TELEKOMÜNİKASYON A.Ş.-204 | 17064_1 | 07.06.2021 | SXK 111 511/1 | Connector Kit for 10mm radio cable (RAU ile beraber alınır) |  | 6 | 0 | 0 | OK | PROCESSED | [7 empty] | TAS1AEA
17064 | ZINCIRLIKUYU TAT TOWERS | suat | ERİCSSON TELEKOMÜNİKASYON A.Ş.-204 | 17064_1 | 07.06.2021 | SXK 111 516/10 | CONTACT SET |  | 2 | -5 | 5 | Sayım eksiği fark deposuna transfer edildi | PROCESSED | [7 empty] | TAS1AEA
17064 | ZINCIRLIKUYU TAT TOWERS | suat | ERİCSSON TELEKOMÜNİKASYON A.Ş.-204 | 17064_1 | 07.06.2021 | SXK 111 5372/1 | Earthing set, Cable 16 mm2 black, 2.0m (7ft), M8 screw, (MINI-LINK 6363) |  | 0 | -1 | 1 | Sayım eksiği fark deposuna transfer edildi | PROCESSED | [7 empty] | TAS1AEA
17064 | ZINCIRLIKUYU TAT TOWERS | suat | ERİCSSON TELEKOMÜNİKASYON A.Ş.-204 | 17064_1 | 07.06.2021 | TSR 482 0244/17M | CONNECTION CABLE/RJ45 (M)-2X DB15 (M) |  | 4 | 0 | 0 | OK | PROCESSED | [7 empty] | TAS1AEA
17064 | ZINCIRLIKUYU TAT TOWERS | suat | ERİCSSON TELEKOMÜNİKASYON A.Ş.-204 | 17064_1 | 07.06.2021 | TZC 50032/500 | MINI-LINK Radio Cable, 10 mm, 50 ohm, 500m |  | 1215 | 0 | 0 | OK | PROCESSED | [7 empty] | TAS1AEA
17064 | ZINCIRLIKUYU TAT TOWERS | suat | ERİCSSON TELEKOMÜNİKASYON A.Ş.-204 | 17064_1 | 07.06.2021 | UKL 401 72/12 | RAU2 X 38/12 kit, 128QAM | SA2310680H2 | 1 | 0 | 0 | OK | PROCESSED | [6 empty] | 17064 | TAS1AEA
17064 | ZINCIRLIKUYU TAT TOWERS | suat | ERİCSSON TELEKOMÜNİKASYON A.Ş.-204 | 17064_1 | 07.06.2021 | UKL 401 72/12 | RAU2 X 38/12 kit, 128QAM | SA23108R6ZM | 1 | 0 | 0 | OK | PROCESSED | [6 empty] | 17064 | TAS1AEA
17064 | ZINCIRLIKUYU TAT TOWERS | suat | ERİCSSON TELEKOMÜNİKASYON A.Ş.-204 | 17064_1 | 07.06.2021 | UKL 401 72/A15 | RAU2 X 38/A15 Kit | SA2310CPABF | 1 | 0 | 0 | OK | PROCESSED | [6 empty] | 17064 | TAS1AEA
17064 | ZINCIRLIKUYU TAT TOWERS | suat | ERİCSSON TELEKOMÜNİKASYON A.Ş.-204 | 17064_1 | 07.06.2021 | UKL 401 75/56 | RAU2 X 26/56 | SA23109VGBR | 1 | 0 | 0 | OK | PROCESSED | [6 empty] | 17064 | TAS1AEA
17064 | ZINCIRLIKUYU TAT TOWERS | suat | ERİCSSON TELEKOMÜNİKASYON A.Ş.-204 | 17064_1 | 07.06.2021 | UKY 210 61/SC15 | 0.2 m HP antenna 38 GHz | MLC372892 | 1 | 0 | 0 | OK | PROCESSED | [6 empty] | 17064 | TAS1AEA
17064 | ZINCIRLIKUYU TAT TOWERS | suat | ERİCSSON TELEKOMÜNİKASYON A.Ş.-204 | 17064_1 | 07.06.2021 | UKY 210 61/SC15 | 0.2 m HP antenna 38 GHz | MLC372895 | 1 | 0 | 0 | OK | PROCESSED | [6 empty] | 17064 | TAS1AEA
17064 | ZINCIRLIKUYU TAT TOWERS | suat | ERİCSSON TELEKOMÜNİKASYON A.Ş.-204 | 17064_1 | 07.06.2021 | UKY 210 73/SC15 | 0.3 m 23 GHz HP Antenna for RAU2 | MLC372897 | 1 | 0 | 0 | OK | PROCESSED | [6 empty] | 17064 | TAS1AEA
17064 | ZINCIRLIKUYU TAT TOWERS | suat | ERİCSSON TELEKOMÜNİKASYON A.Ş.-204 | 17064_1 | 07.06.2021 | UKY 210 75/SC15 | 0.3 m HP antenna 38 GHz | MLC373053 | 1 | 0 | 0 | OK | PROCESSED | [6 empty] | 17064 | TAS1AEA
17064 | ZINCIRLIKUYU TAT TOWERS | suat | ERİCSSON TELEKOMÜNİKASYON A.Ş.-204 | 17064_1 | 07.06.2021 | UKY 220 70/SC15 | 0.3 m HP antenna for RAU2 26 GHz | SBP52778580 | 1 | 0 | 0 | OK | PROCESSED | [6 empty] | 17064 | TAS1AEA

## Sayfa1
Saha No | Saha Kodu | KTS Saha No | Saha Tipi | Ana Yer Tipi | Ekipman No | Ekipman Seri No | Ekipman Parca Kodu | Parca Tanimi | Stok Tipi 1 | Stok Tipi 2 | Stok Tipi 3 | Stok Tipi 4 | Stok Tipi 5 | Stok Tipi 6 | Stok Tipi 7 | Stok Tipi 8 | Teslim Alma Tarihi | Sahaya Kurulum Tarihi | Sirket | Organization Code | Department Code | Quantity | Ustekipman
17064 | TATTO |  | Indoor System | RN SAHA | 12037764 | 305613K013038A | 52070AOZ | Klima Daikin FTXB50B Invertorlu 18.000 BTU Dis Unite | DONANIM | RADIO NETWORK | IKLIMLENDIRME SISTEMLERI | SITEPREP | AIR CONDITIONER | OUTDOOR UNIT | X | SEBEKE SATINALMA | 2016-08-05 | 2018-07-18 14:45 | Turkcell İletişim | TSE | TAS1AEA | 1
17064 | TATTO |  | Indoor System | RN SAHA | 12038041 | 305750K0132003 | 52070AOY | Klima Daikin FTXB50B Invertorlu 18.000 BTU Ic Unite | DONANIM | RADIO NETWORK | IKLIMLENDIRME SISTEMLERI | SITEPREP | AIR CONDITIONER | INDOOR UNIT | X | SEBEKE SATINALMA | 2016-08-05 | 2018-07-18 14:43 | Turkcell İletişim | TSE | TAS1AEA | 1
17064 | TATTO |  | Indoor System | RN SAHA | 12041010 | 0HH1660F8D | 52020BJM | DELTA RECTIFIER UZAKTAN ERISIM KARTI (-48V/24V) | DONANIM | RADIO NETWORK | KONVERTOR VE SAYAC | POWER | RECTIFIER | DELTA | X | SEBEKE SATINALMA | 2016-08-09 | 2018-12-07 02:03 | Turkcell İletişim | TSE | TAS1AEA | 1
17064 | TATTO |  | Indoor System | RN SAHA | 12042340 | 0HH1661314 | 52020BJM | DELTA RECTIFIER UZAKTAN ERISIM KARTI (-48V/24V) | DONANIM | RADIO NETWORK | KONVERTOR VE SAYAC | POWER | RECTIFIER | DELTA | X | SEBEKE SATINALMA | 2016-08-09 | 2019-06-17 22:31 | Turkcell İletişim | TSE | TAS1AEA | 1
17064 | TATTO |  | Indoor System | RN SAHA | 14117402 | 0HH17600C9 | 52020BJM | DELTA RECTIFIER UZAKTAN ERISIM KARTI (-48V/24V) | DONANIM | RADIO NETWORK | KONVERTOR VE SAYAC | POWER | RECTIFIER | DELTA | X | SEBEKE SATINALMA | 2017-08-18 | 2019-06-17 22:30 | Turkcell İletişim | TSE | TAS1AEA | 1
17064 | TATTO |  | Indoor System | RN SAHA | 4861644 | RP073400441W0 | 52020BEP | DELTA RECTIFIER 6U CABINET | DONANIM | RADIO NETWORK | KONVERTOR VE SAYAC | POWER | RECTIFIER | DELTA | X | SEBEKE SATINALMA | 2007-06-16 | 2018-07-18 11:58 | Turkcell İletişim | TSE | TAS1AEA | 1
17064 | TATTO |  | Indoor System | RN SAHA | 4861781 | RP073400312W0 | 52020BEP | DELTA RECTIFIER 6U CABINET | DONANIM | RADIO NETWORK | KONVERTOR VE SAYAC | POWER | RECTIFIER | DELTA | X | SEBEKE SATINALMA | 2007-06-16 | 2018-07-18 11:58 | Turkcell İletişim | TSE | TAS1AEA | 1
17064 | TATTO |  | Indoor System | RN SAHA | 4862021 | RP073000119W0 | 52020BEP | DELTA RECTIFIER 6U CABINET | DONANIM | RADIO NETWORK | KONVERTOR VE SAYAC | POWER | RECTIFIER | DELTA | X | SEBEKE SATINALMA | 2007-05-22 | 2018-07-18 11:58 | Turkcell İletişim | TSE | TAS1AEA | 1
17064 | TATTO |  | Indoor System | RN SAHA | 4882263 | ELKMAKEL37006641 | 52090ABJ | Bir Sayaçlı Pano. | DONANIM | RADIO NETWORK | KONVERTOR VE SAYAC | POWER | POWERBOX | COUNTER | X | SEBEKE SATINALMA | 2008-02-26 | 2018-07-18 13:54 | Turkcell İletişim | TSE | TAS1AEA | 1
17064 | TATTO |  | Indoor System | RN SAHA | 4882546 | ELKMAKEL30416053 | 52090ABJ | Bir Sayaçlı Pano. | DONANIM | RADIO NETWORK | KONVERTOR VE SAYAC | POWER | POWERBOX | COUNTER | X | SEBEKE SATINALMA | 2008-01-15 | 2018-07-18 13:54 | Turkcell İletişim | TSE | TAS1AEA | 1
17064 | TATTO |  | Indoor System | RN SAHA | 4882616 | ELKMAKEL30414808 | 52090ABJ | Bir Sayaçlı Pano. | DONANIM | RADIO NETWORK | KONVERTOR VE SAYAC | POWER | POWERBOX | COUNTER | X | SEBEKE SATINALMA | 2008-01-08 | 2018-07-18 13:54 | Turkcell İletişim | TSE | TAS1AEA | 1
17064 | TATTO |  | Indoor System | RN SAHA | 4890119 | TTC015622 | 51120AAS | 20U Transmisyon Kabineti (Turkcell Tipi) | DONANIM | TRANSPORT NETWORK | KABIN VE EKIPMANLARI | MW RL | CABINET | 20U | X | SEBEKE SATINALMA | 2008-04-21 | 2018-07-18 17:23 | Turkcell İletişim | TSE | TAS1AEA | 1
17064 | TATTO |  | Indoor System | RN SAHA | 4890528 | TTC015549 | 51120AAS | 20U Transmisyon Kabineti (Turkcell Tipi) | DONANIM | TRANSPORT NETWORK | KABIN VE EKIPMANLARI | MW RL | CABINET | 20U | X | SEBEKE SATINALMA | 2008-04-15 | 2018-07-18 17:23 | Turkcell İletişim | TSE | TAS1AEA | 1
17064 | TATTO |  | Indoor System | RN SAHA | 4906011 | LO073400441W0 | 52020BER | DELTA CONTROL UNIT | DONANIM | RADIO NETWORK | KONVERTOR VE SAYAC | POWER | RECTIFIER | DELTA | X | SEBEKE SATINALMA | 2007-06-16 | 2018-07-18 12:33 | Turkcell İletişim | TSE | TAS1AEA | 1
17064 | TATTO |  | Indoor System | RN SAHA | 4906113 | LO073400312W0 | 52020BER | DELTA CONTROL UNIT | DONANIM | RADIO NETWORK | KONVERTOR VE SAYAC | POWER | RECTIFIER | DELTA | X | SEBEKE SATINALMA | 2007-06-16 | 2018-07-18 12:33 | Turkcell İletişim | TSE | TAS1AEA | 1
17064 | TATTO |  | Indoor System | RN SAHA | 4906286 | LO073000119W0 | 52020BER | DELTA CONTROL UNIT | DONANIM | RADIO NETWORK | KONVERTOR VE SAYAC | POWER | RECTIFIER | DELTA | X | SEBEKE SATINALMA | 2007-05-22 | 2018-07-18 12:33 | Turkcell İletişim | TSE | TAS1AEA | 1
17064 | TATTO |  | Indoor System | RN SAHA | 4943888 | C00000008485 | 12V100AH-C | AKU 12V 100Ah UZUN TIP | DONANIM | RADIO NETWORK | ENERJI SAGLAYICILARI VE EKIPMANLARI | POWER | BATTERY | X | X | SEBEKE SATINALMA | 2012-03-19 | 2018-07-18 15:35 | Turkcell İletişim | TSE | TAS1AEA | 1
17064 | TATTO |  | Indoor System | RN SAHA | 4943889 | C00000008486 | 12V100AH-C | AKU 12V 100Ah UZUN TIP | DONANIM | RADIO NETWORK | ENERJI SAGLAYICILARI VE EKIPMANLARI | POWER | BATTERY | X | X | SEBEKE SATINALMA | 2012-03-19 | 2018-07-18 15:35 | Turkcell İletişim | TSE | TAS1AEA | 1
17064 | TATTO |  | Indoor System | RN SAHA | 4943890 | C00000008487 | 12V100AH-C | AKU 12V 100Ah UZUN TIP | DONANIM | RADIO NETWORK | ENERJI SAGLAYICILARI VE EKIPMANLARI | POWER | BATTERY | X | X | SEBEKE SATINALMA | 2012-03-19 | 2018-07-18 15:35 | Turkcell İletişim | TSE | TAS1AEA | 1
17064 | TATTO |  | Indoor System | RN SAHA | 4943891 | C00000008488 | 12V100AH-C | AKU 12V 100Ah UZUN TIP | DONANIM | RADIO NETWORK | ENERJI SAGLAYICILARI VE EKIPMANLARI | POWER | BATTERY | X | X | SEBEKE SATINALMA | 2012-03-19 | 2018-07-18 15:35 | Turkcell İletişim | TSE | TAS1AEA | 1
17064 | TATTO |  | Indoor System | RN SAHA | 4950742 | C00000007357 | 12V100AH-C | AKU 12V 100Ah UZUN TIP | DONANIM | RADIO NETWORK | ENERJI SAGLAYICILARI VE EKIPMANLARI | POWER | BATTERY | X | X | SEBEKE SATINALMA | 2012-03-19 | 2018-07-18 15:35 | Turkcell İletişim | TSE | TAS1AEA | 1
17064 | TATTO |  | Indoor System | RN SAHA | 4950743 | C00000007358 | 12V100AH-C | AKU 12V 100Ah UZUN TIP | DONANIM | RADIO NETWORK | ENERJI SAGLAYICILARI VE EKIPMANLARI | POWER | BATTERY | X | X | SEBEKE SATINALMA | 2012-03-19 | 2018-07-18 15:35 | Turkcell İletişim | TSE | TAS1AEA | 1
17064 | TATTO |  | Indoor System | RN SAHA | 4950744 | C00000007359 | 12V100AH-C | AKU 12V 100Ah UZUN TIP | DONANIM | RADIO NETWORK | ENERJI SAGLAYICILARI VE EKIPMANLARI | POWER | BATTERY | X | X | SEBEKE SATINALMA | 2012-03-19 | 2018-07-18 15:35 | Turkcell İletişim | TSE | TAS1AEA | 1
17064 | TATTO |  | Indoor System | RN SAHA | 4950745 | C00000007360 | 12V100AH-C | AKU 12V 100Ah UZUN TIP | DONANIM | RADIO NETWORK | ENERJI SAGLAYICILARI VE EKIPMANLARI | POWER | BATTERY | X | X | SEBEKE SATINALMA | 2012-03-19 | 2018-07-18 15:35 | Turkcell İletişim | TSE | TAS1AEA | 1
17064 | TATTO |  | Indoor System | RN SAHA | 4951229 | C00000007297 | 12V100AH-C | AKU 12V 100Ah UZUN TIP | DONANIM | RADIO NETWORK | ENERJI SAGLAYICILARI VE EKIPMANLARI | POWER | BATTERY | X | X | SEBEKE SATINALMA | 2012-03-19 | 2018-07-18 15:35 | Turkcell İletişim | TSE | TAS1AEA | 1
17064 | TATTO |  | Indoor System | RN SAHA | 4951230 | C00000007298 | 12V100AH-C | AKU 12V 100Ah UZUN TIP | DONANIM | RADIO NETWORK | ENERJI SAGLAYICILARI VE EKIPMANLARI | POWER | BATTERY | X | X | SEBEKE SATINALMA | 2012-03-19 | 2018-07-18 15:35 | Turkcell İletişim | TSE | TAS1AEA | 1
17064 | TATTO |  | Indoor System | RN SAHA | 4951231 | C00000007299 | 12V100AH-C | AKU 12V 100Ah UZUN TIP | DONANIM | RADIO NETWORK | ENERJI SAGLAYICILARI VE EKIPMANLARI | POWER | BATTERY | X | X | SEBEKE SATINALMA | 2012-03-19 | 2018-07-18 15:35 | Turkcell İletişim | TSE | TAS1AEA | 1
17064 | TATTO |  | Indoor System | RN SAHA | 4951232 | C00000007300 | 12V100AH-C | AKU 12V 100Ah UZUN TIP | DONANIM | RADIO NETWORK | ENERJI SAGLAYICILARI VE EKIPMANLARI | POWER | BATTERY | X | X | SEBEKE SATINALMA | 2012-03-19 | 2018-07-18 15:35 | Turkcell İletişim | TSE | TAS1AEA | 1
17064 | TATTO |  | Indoor System | RN SAHA | 4956211 | C00000006533 | 12V100AH-C | AKU 12V 100Ah UZUN TIP | DONANIM | RADIO NETWORK | ENERJI SAGLAYICILARI VE EKIPMANLARI | POWER | BATTERY | X | X | SEBEKE SATINALMA | 2012-03-19 | 2018-07-18 15:35 | Turkcell İletişim | TSE | TAS1AEA | 1
17064 | TATTO |  | Indoor System | RN SAHA | 4956212 | C00000006534 | 12V100AH-C | AKU 12V 100Ah UZUN TIP | DONANIM | RADIO NETWORK | ENERJI SAGLAYICILARI VE EKIPMANLARI | POWER | BATTERY | X | X | SEBEKE SATINALMA | 2012-03-19 | 2018-07-18 15:35 | Turkcell İletişim | TSE | TAS1AEA | 1
17064 | TATTO |  | Indoor System | RN SAHA | 4956213 | C00000006535 | 12V100AH-C | AKU 12V 100Ah UZUN TIP | DONANIM | RADIO NETWORK | ENERJI SAGLAYICILARI VE EKIPMANLARI | POWER | BATTERY | X | X | SEBEKE SATINALMA | 2012-03-19 | 2018-07-18 15:35 | Turkcell İletişim | TSE | TAS1AEA | 1
17064 | TATTO |  | Indoor System | RN SAHA | 4956214 | C00000006536 | 12V100AH-C | AKU 12V 100Ah UZUN TIP | DONANIM | RADIO NETWORK | ENERJI SAGLAYICILARI VE EKIPMANLARI | POWER | BATTERY | X | X | SEBEKE SATINALMA | 2012-03-19 | 2018-07-18 15:35 | Turkcell İletişim | TSE | TAS1AEA | 1
17064 | TATTO |  | Indoor System | RN SAHA | 4972547 | 4E85740005470 | 52070AOT | Klima Zibro S6650 Invertorlu 18.000 BTU Ic Unite | DONANIM | RADIO NETWORK | IKLIMLENDIRME SISTEMLERI | SITEPREP | AIR CONDITIONER | INDOOR UNIT | X | SEBEKE SATINALMA | 2014-12-03 | 2018-07-18 13:40 | Turkcell İletişim | TSE | TAS1AEA | 1
17064 | TATTO |  | Indoor System | RN SAHA | 4981943 | 4E38740023366 | 52070AOU | Klima Zibro S6650 Invertorlu 18.000 BTU Dis Unite | DONANIM | RADIO NETWORK | IKLIMLENDIRME SISTEMLERI | SITEPREP | AIR CONDITIONER | OUTDOOR UNIT | X | SEBEKE SATINALMA | 2014-12-03 | 2018-07-18 13:40 | Turkcell İletişim | TSE | TAS1AEA | 1
17064 | TATTO |  | Indoor System | RN SAHA | 5031321 | RX072900886W0 | 52020BES | DELTA RECTIFIER UNIT 2700 Watt | DONANIM | RADIO NETWORK | KONVERTOR VE SAYAC | POWER | RECTIFIER | DELTA | X | SEBEKE SATINALMA | 2007-05-22 | 2018-07-18 12:34 | Turkcell İletişim | TSE | TAS1AEA | 1
17064 | TATTO |  | Indoor System | RN SAHA | 5031440 | NH073401090W0 | 52020BES | DELTA RECTIFIER UNIT 2700 Watt | DONANIM | RADIO NETWORK | KONVERTOR VE SAYAC | POWER | RECTIFIER | DELTA | X | SEBEKE SATINALMA | 2007-06-16 | 2018-07-18 12:34 | Turkcell İletişim | TSE | TAS1AEA | 1
17064 | TATTO |  | Indoor System | RN SAHA | 5031448 | NH073401099W0 | 52020BES | DELTA RECTIFIER UNIT 2700 Watt | DONANIM | RADIO NETWORK | KONVERTOR VE SAYAC | POWER | RECTIFIER | DELTA | X | SEBEKE SATINALMA | 2007-06-16 | 2018-07-18 12:34 | Turkcell İletişim | TSE | TAS1AEA | 1
17064 | TATTO |  | Indoor System | RN SAHA | 5031698 | NH073400949W0 | 52020BES | DELTA RECTIFIER UNIT 2700 Watt | DONANIM | RADIO NETWORK | KONVERTOR VE SAYAC | POWER | RECTIFIER | DELTA | X | SEBEKE SATINALMA | 2007-06-16 | 2018-07-18 12:33 | Turkcell İletişim | TSE | TAS1AEA | 1
17064 | TATTO |  | Indoor System | RN SAHA | 5031710 | NH073400961W0 | 52020BES | DELTA RECTIFIER UNIT 2700 Watt | DONANIM | RADIO NETWORK | KONVERTOR VE SAYAC | POWER | RECTIFIER | DELTA | X | SEBEKE SATINALMA | 2007-06-16 | 2018-07-18 12:33 | Turkcell İletişim | TSE | TAS1AEA | 1
17064 | TATTO |  | Indoor System | RN SAHA | 5031810 | NH073400942W0 | 52020BES | DELTA RECTIFIER UNIT 2700 Watt | DONANIM | RADIO NETWORK | KONVERTOR VE SAYAC | POWER | RECTIFIER | DELTA | X | SEBEKE SATINALMA | 2007-06-16 | 2018-07-18 12:33 | Turkcell İletişim | TSE | TAS1AEA | 1
17064 | TATTO |  | Indoor System | RN SAHA | 5032264 | RX072800423W0 | 52020BES | DELTA RECTIFIER UNIT 2700 Watt | DONANIM | RADIO NETWORK | KONVERTOR VE SAYAC | POWER | RECTIFIER | DELTA | X | SEBEKE SATINALMA | 2007-05-22 | 2018-07-18 12:34 | Turkcell İletişim | TSE | TAS1AEA | 1
17064 | TATTO |  | Indoor System | RN SAHA | 5032302 | RX072800546W0 | 52020BES | DELTA RECTIFIER UNIT 2700 Watt | DONANIM | RADIO NETWORK | KONVERTOR VE SAYAC | POWER | RECTIFIER | DELTA | X | SEBEKE SATINALMA | 2007-05-22 | 2018-07-18 12:34 | Turkcell İletişim | TSE | TAS1AEA | 1
17064 | TATTO |  | Indoor System | RN SAHA | 5032321 | RX072800473W0 | 52020BES | DELTA RECTIFIER UNIT 2700 Watt | DONANIM | RADIO NETWORK | KONVERTOR VE SAYAC | POWER | RECTIFIER | DELTA | X | SEBEKE SATINALMA | 2007-05-22 | 2018-07-18 12:34 | Turkcell İletişim | TSE | TAS1AEA | 1
17064 | TATTO |  | Indoor System | RN SAHA | 5036000 | RX073303475W0 | 52020BES | DELTA RECTIFIER UNIT 2700 Watt | DONANIM | RADIO NETWORK | KONVERTOR VE SAYAC | POWER | RECTIFIER | DELTA | X | SEBEKE SATINALMA | 2003-01-12 | 2018-07-18 12:34 | Turkcell İletişim | TSE | TAS1AEA | 1
17064 | TATTO |  | Indoor System | RN SAHA | 5036385 | RX073102198W0 | 52020BES | DELTA RECTIFIER UNIT 2700 Watt | DONANIM | RADIO NETWORK | KONVERTOR VE SAYAC | POWER | RECTIFIER | DELTA | X | SEBEKE SATINALMA | 2007-06-16 | 2018-07-18 12:34 | Turkcell İletişim | TSE | TAS1AEA | 1
17064 | TATTO |  | Indoor System | RN SAHA | 5036615 | RX073102246W0 | 52020BES | DELTA RECTIFIER UNIT 2700 Watt | DONANIM | RADIO NETWORK | KONVERTOR VE SAYAC | POWER | RECTIFIER | DELTA | X | SEBEKE SATINALMA | 2007-06-16 | 2018-07-18 12:34 | Turkcell İletişim | TSE | TAS1AEA | 1
17064 | TATTO |  | Indoor System | RN SAHA | 5036623 | RX073102255W0 | 52020BES | DELTA RECTIFIER UNIT 2700 Watt | DONANIM | RADIO NETWORK | KONVERTOR VE SAYAC | POWER | RECTIFIER | DELTA | X | SEBEKE SATINALMA | 2007-06-16 | 2018-07-18 12:34 | Turkcell İletişim | TSE | TAS1AEA | 1
17064 | TATTO |  | Indoor System | RN SAHA | 5036710 | RX073102139W0 | 52020BES | DELTA RECTIFIER UNIT 2700 Watt | DONANIM | RADIO NETWORK | KONVERTOR VE SAYAC | POWER | RECTIFIER | DELTA | X | SEBEKE SATINALMA | 2007-06-16 | 2018-07-18 12:34 | Turkcell İletişim | TSE | TAS1AEA | 1
17064 | TATTO |  | Indoor System | RN SAHA | 5040656 | 32500287 | 52070AFF | Klima Toshiba Invertorlu 22.000 BTU Ic Unite | DONANIM | RADIO NETWORK | IKLIMLENDIRME SISTEMLERI | SITEPREP | AIR CONDITIONER | INDOOR UNIT | X | SEBEKE SATINALMA | 2013-11-15 | 2018-07-18 12:49 | Turkcell İletişim | TSE | TAS1AEA | 1
17064 | TATTO |  | Indoor System | RN SAHA | 5113372 | 60110100230178 | 52070AFG | Klima Toshiba Invertorlu 22.000 BTU Dis Unite | DONANIM | RADIO NETWORK | IKLIMLENDIRME SISTEMLERI | SITEPREP | AIR CONDITIONER | OUTDOOR UNIT | X | SEBEKE SATINALMA | 2013-11-15 | 2018-07-18 12:52 | Turkcell İletişim | TSE | TAS1AEA | 1
17064 | TATTO |  | Indoor System | RN SAHA | 5188616 | ST061551478 | BFD 599 030/3 | AMM 6p C (+24V, -48V) | DONANIM | TRANSPORT NETWORK | DIGER | MW RL | NODE | INDOOR UNIT | ML TN | SEBEKE SATINALMA | 2007-08-22 | 2018-07-18 15:37 | Turkcell İletişim | TSE | TAS1AEA | 1
17064 | TATTO |  | Indoor System | RN SAHA | 5190835 | ST061629081 | BFD 599 030/3 | AMM 6p C (+24V, -48V) | DONANIM | TRANSPORT NETWORK | DIGER | MW RL | NODE | INDOOR UNIT | ML TN | SEBEKE SATINALMA | 2010-03-09 | 2018-07-18 15:37 | Turkcell İletişim | TSE | TAS1AEA | 1
17064 | TATTO |  | Indoor System | RN SAHA | 5308343 | PBE096189 | 52090AAP | POWERBOX 220V RÖLESİZ | DONANIM | RADIO NETWORK | KONVERTOR VE SAYAC | POWER | POWERBOX | X | X | SEBEKE SATINALMA | 2007-05-06 | 2018-07-18 16:56 | Turkcell İletişim | TSE | TAS1AEA | 1
17064 | TATTO |  | Indoor System | RN SAHA | 5347426 | PBE096948 | 52090AAP | POWERBOX 220V RÖLESİZ | DONANIM | RADIO NETWORK | KONVERTOR VE SAYAC | POWER | POWERBOX | X | X | SEBEKE SATINALMA | 2007-08-09 | 2018-07-18 16:56 | Turkcell İletişim | TSE | TAS1AEA | 1
17064 | TATTO |  | Indoor System | RN SAHA | 5350357 | PBE096906 | 52090AAP | POWERBOX 220V RÖLESİZ | DONANIM | RADIO NETWORK | KONVERTOR VE SAYAC | POWER | POWERBOX | X | X | SEBEKE SATINALMA | 2007-08-09 | 2018-07-18 16:56 | Turkcell İletişim | TSE | TAS1AEA | 1
17064 | TATTO |  | Indoor System | RN SAHA | 5414978 | 35004925 | 52090ADV | SAYAC PANOSU_V2 | DONANIM | RADIO NETWORK | KONVERTOR VE SAYAC | POWER | POWERBOX | COUNTER | X | SEBEKE SATINALMA | 2009-08-11 | 2018-07-18 15:40 | Turkcell İletişim | TSE | TAS1AEA | 1
17064 | TATTO |  | Indoor System | RN SAHA | 5454565 | AR799148 | 52100AHC | 5U-6U RECTIFIER AKU RACK (SABIT RAFLI) | DONANIM | RADIO NETWORK | POLE AND RACK | POWER | BATTERY RACK | X | X | SEBEKE SATINALMA | 2008-04-11 | 2018-07-18 12:21 | Turkcell İletişim | TSE | TAS1AEA | 1
17064 | TATTO |  | Indoor System | RN SAHA | 5477579 | AR798445 | 52100AHC | 5U-6U RECTIFIER AKU RACK (SABIT RAFLI) | DONANIM | RADIO NETWORK | POLE AND RACK | POWER | BATTERY RACK | X | X | SEBEKE SATINALMA | 2008-03-11 | 2018-07-18 12:21 | Turkcell İletişim | TSE | TAS1AEA | 1
17064 | TATTO |  | Indoor System | RN SAHA | 5502647 | AR800941 | 52100AHC | 5U-6U RECTIFIER AKU RACK (SABIT RAFLI) | DONANIM | RADIO NETWORK | POLE AND RACK | POWER | BATTERY RACK | X | X | SEBEKE SATINALMA | 2008-03-07 | 2018-07-18 12:22 | Turkcell İletişim | TSE | TAS1AEA | 1
17064 | TATTO |  | Indoor System | RN SAHA | 5642904 | F209A0201 | 12V100AH-S | AKU 12V 100Ah KISA TIP | DONANIM | RADIO NETWORK | ENERJI SAGLAYICILARI VE EKIPMANLARI | POWER | BATTERY | X | X | SEBEKE SATINALMA | 2009-03-04 | 2018-07-18 17:09 | Turkcell İletişim | TSE | TAS1AEA | 1
17064 | TATTO |  | Indoor System | RN SAHA | 5642909 | F209A0202 | 12V100AH-S | AKU 12V 100Ah KISA TIP | DONANIM | RADIO NETWORK | ENERJI SAGLAYICILARI VE EKIPMANLARI | POWER | BATTERY | X | X | SEBEKE SATINALMA | 2009-03-04 | 2018-07-18 17:09 | Turkcell İletişim | TSE | TAS1AEA | 1
17064 | TATTO |  | Indoor System | RN SAHA | 5642914 | F209A0203 | 12V100AH-S | AKU 12V 100Ah KISA TIP | DONANIM | RADIO NETWORK | ENERJI SAGLAYICILARI VE EKIPMANLARI | POWER | BATTERY | X | X | SEBEKE SATINALMA | 2009-03-04 | 2018-07-18 17:09 | Turkcell İletişim | TSE | TAS1AEA | 1
17064 | TATTO |  | Indoor System | RN SAHA | 5642919 | F209A0204 | 12V100AH-S | AKU 12V 100Ah KISA TIP | DONANIM | RADIO NETWORK | ENERJI SAGLAYICILARI VE EKIPMANLARI | POWER | BATTERY | X | X | SEBEKE SATINALMA | 2009-03-04 | 2018-07-18 17:09 | Turkcell İletişim | TSE | TAS1AEA | 1
17064 | TATTO |  | Indoor System | RN SAHA | 5642954 | F209A0205 | 12V100AH-S | AKU 12V 100Ah KISA TIP | DONANIM | RADIO NETWORK | ENERJI SAGLAYICILARI VE EKIPMANLARI | POWER | BATTERY | X | X | SEBEKE SATINALMA | 2009-03-04 | 2018-07-18 17:09 | Turkcell İletişim | TSE | TAS1AEA | 1
17064 | TATTO |  | Indoor System | RN SAHA | 5642959 | F209A0206 | 12V100AH-S | AKU 12V 100Ah KISA TIP | DONANIM | RADIO NETWORK | ENERJI SAGLAYICILARI VE EKIPMANLARI | POWER | BATTERY | X | X | SEBEKE SATINALMA | 2009-03-04 | 2018-07-18 17:09 | Turkcell İletişim | TSE | TAS1AEA | 1
17064 | TATTO |  | Indoor System | RN SAHA | 5642964 | F209A0207 | 12V100AH-S | AKU 12V 100Ah KISA TIP | DONANIM | RADIO NETWORK | ENERJI SAGLAYICILARI VE EKIPMANLARI | POWER | BATTERY | X | X | SEBEKE SATINALMA | 2009-03-04 | 2018-07-18 17:09 | Turkcell İletişim | TSE | TAS1AEA | 1
17064 | TATTO |  | Indoor System | RN SAHA | 5642969 | F209A0208 | 12V100AH-S | AKU 12V 100Ah KISA TIP | DONANIM | RADIO NETWORK | ENERJI SAGLAYICILARI VE EKIPMANLARI | POWER | BATTERY | X | X | SEBEKE SATINALMA | 2009-03-04 | 2018-07-18 17:09 | Turkcell İletişim | TSE | TAS1AEA | 1
17064 | TATTO |  | Indoor System | RN SAHA | 5720013 | F208L6773 | 12V100AH-S | AKU 12V 100Ah KISA TIP | DONANIM | RADIO NETWORK | ENERJI SAGLAYICILARI VE EKIPMANLARI | POWER | BATTERY | X | X | SEBEKE SATINALMA | 2009-03-04 | 2018-07-18 17:09 | Turkcell İletişim | TSE | TAS1AEA | 1
17064 | TATTO |  | Indoor System | RN SAHA | 5720018 | F208L6774 | 12V100AH-S | AKU 12V 100Ah KISA TIP | DONANIM | RADIO NETWORK | ENERJI SAGLAYICILARI VE EKIPMANLARI | POWER | BATTERY | X | X | SEBEKE SATINALMA | 2009-03-04 | 2018-07-18 17:09 | Turkcell İletişim | TSE | TAS1AEA | 1
17064 | TATTO |  | Indoor System | RN SAHA | 5720024 | F208L6775 | 12V100AH-S | AKU 12V 100Ah KISA TIP | DONANIM | RADIO NETWORK | ENERJI SAGLAYICILARI VE EKIPMANLARI | POWER | BATTERY | X | X | SEBEKE SATINALMA | 2009-03-04 | 2018-07-18 17:09 | Turkcell İletişim | TSE | TAS1AEA | 1
17064 | TATTO |  | Indoor System | RN SAHA | 5720028 | F208L6776 | 12V100AH-S | AKU 12V 100Ah KISA TIP | DONANIM | RADIO NETWORK | ENERJI SAGLAYICILARI VE EKIPMANLARI | POWER | BATTERY | X | X | SEBEKE SATINALMA | 2009-03-04 | 2018-07-18 17:09 | Turkcell İletişim | TSE | TAS1AEA | 1
17064 | TATTO |  | Indoor System | RN SAHA | 5720033 | F208L6777 | 12V100AH-S | AKU 12V 100Ah KISA TIP | DONANIM | RADIO NETWORK | ENERJI SAGLAYICILARI VE EKIPMANLARI | POWER | BATTERY | X | X | SEBEKE SATINALMA | 2009-03-04 | 2018-07-18 17:09 | Turkcell İletişim | TSE | TAS1AEA | 1
17064 | TATTO |  | Indoor System | RN SAHA | 5720038 | F208L6778 | 12V100AH-S | AKU 12V 100Ah KISA TIP | DONANIM | RADIO NETWORK | ENERJI SAGLAYICILARI VE EKIPMANLARI | POWER | BATTERY | X | X | SEBEKE SATINALMA | 2009-03-04 | 2018-07-18 17:09 | Turkcell İletişim | TSE | TAS1AEA | 1
17064 | TATTO |  | Indoor System | RN SAHA | 5720044 | F208L6779 | 12V100AH-S | AKU 12V 100Ah KISA TIP | DONANIM | RADIO NETWORK | ENERJI SAGLAYICILARI VE EKIPMANLARI | POWER | BATTERY | X | X | SEBEKE SATINALMA | 2009-03-04 | 2018-07-18 17:09 | Turkcell İletişim | TSE | TAS1AEA | 1
17064 | TATTO |  | Indoor System | RN SAHA | 5720048 | F208L6780 | 12V100AH-S | AKU 12V 100Ah KISA TIP | DONANIM | RADIO NETWORK | ENERJI SAGLAYICILARI VE EKIPMANLARI | POWER | BATTERY | X | X | SEBEKE SATINALMA | 2009-03-04 | 2018-07-18 17:09 | Turkcell İletişim | TSE | TAS1AEA | 1
17064 | TATTO |  | Indoor System | RN SAHA | 5732502 | STU8D211228 | BOE 901 03/1 | RBS 2216 DXU 31 | DONANIM | RADIO NETWORK | KABIN VE EKIPMANLARI | RBS | CABINET EQUIPMENT | X | X | SEBEKE SATINALMA | 2008-02-11 | 2018-07-18 12:54 | Turkcell İletişim | TSE | TAS1AEA | 1
17064 | TATTO |  | Indoor System | RN SAHA | 5733860 | STU8D209924 | BOE 901 03/1 | RBS 2216 DXU 31 | DONANIM | RADIO NETWORK | KABIN VE EKIPMANLARI | RBS | CABINET EQUIPMENT | X | X | SEBEKE SATINALMA | 2008-02-09 | 2018-07-18 12:54 | Turkcell İletişim | TSE | TAS1AEA | 1
17064 | TATTO |  | Indoor System | RN SAHA | 5735384 | STU8D201516 | BOE 901 03/1 | RBS 2216 DXU 31 | DONANIM | RADIO NETWORK | KABIN VE EKIPMANLARI | RBS | CABINET EQUIPMENT | X | X | SEBEKE SATINALMA | 2008-02-09 | 2018-07-18 12:54 | Turkcell İletişim | TSE | TAS1AEA | 1
17064 | TATTO |  | Indoor System | RN SAHA | 5782436 | SBU21234829 | BMR 911 47/1 | PSU-DC-31 | DONANIM | RADIO NETWORK | KABIN VE EKIPMANLARI | RBS | CABINET EQUIPMENT | X | X | SEBEKE SATINALMA | 2008-02-09 | 2018-07-18 12:51 | Turkcell İletişim | TSE | TAS1AEA | 1
17064 | TATTO |  | Indoor System | RN SAHA | 5783771 | SBU21234817 | BMR 911 47/1 | PSU-DC-31 | DONANIM | RADIO NETWORK | KABIN VE EKIPMANLARI | RBS | CABINET EQUIPMENT | X | X | SEBEKE SATINALMA | 2008-02-09 | 2018-07-18 12:51 | Turkcell İletişim | TSE | TAS1AEA | 1
17064 | TATTO |  | Indoor System | RN SAHA | 5784666 | SBU21234833 | BMR 911 47/1 | PSU-DC-31 | DONANIM | RADIO NETWORK | KABIN VE EKIPMANLARI | RBS | CABINET EQUIPMENT | X | X | SEBEKE SATINALMA | 2008-02-09 | 2018-07-18 12:51 | Turkcell İletişim | TSE | TAS1AEA | 1
17064 | TATTO |  | Indoor System | RN SAHA | 5784680 | SBU21234376 | BMR 911 47/1 | PSU-DC-31 | DONANIM | RADIO NETWORK | KABIN VE EKIPMANLARI | RBS | CABINET EQUIPMENT | X | X | SEBEKE SATINALMA | 2008-02-09 | 2018-07-18 12:51 | Turkcell İletişim | TSE | TAS1AEA | 1
17064 | TATTO |  | Indoor System | RN SAHA | 5784704 | SBU21234381 | BMR 911 47/1 | PSU-DC-31 | DONANIM | RADIO NETWORK | KABIN VE EKIPMANLARI | RBS | CABINET EQUIPMENT | X | X | SEBEKE SATINALMA | 2008-02-09 | 2018-07-18 12:51 | Turkcell İletişim | TSE | TAS1AEA | 1
17064 | TATTO |  | Indoor System | RN SAHA | 5784768 | SBU21234395 | BMR 911 47/1 | PSU-DC-31 | DONANIM | RADIO NETWORK | KABIN VE EKIPMANLARI | RBS | CABINET EQUIPMENT | X | X | SEBEKE SATINALMA | 2008-02-09 | 2018-07-18 12:51 | Turkcell İletişim | TSE | TAS1AEA | 1
17064 | TATTO |  | Indoor System | RN SAHA | 5785534 | SBU21233923 | BMR 911 47/1 | PSU-DC-31 | DONANIM | RADIO NETWORK | KABIN VE EKIPMANLARI | RBS | CABINET EQUIPMENT | X | X | SEBEKE SATINALMA | 2008-02-11 | 2018-07-18 12:51 | Turkcell İletişim | TSE | TAS1AEA | 1
17064 | TATTO |  | Indoor System | RN SAHA | 5785539 | SBU21233937 | BMR 911 47/1 | PSU-DC-31 | DONANIM | RADIO NETWORK | KABIN VE EKIPMANLARI | RBS | CABINET EQUIPMENT | X | X | SEBEKE SATINALMA | 2008-02-11 | 2018-07-18 12:51 | Turkcell İletişim | TSE | TAS1AEA | 1
17064 | TATTO |  | Indoor System | RN SAHA | 5786644 | SBU21233911 | BMR 911 47/1 | PSU-DC-31 | DONANIM | RADIO NETWORK | KABIN VE EKIPMANLARI | RBS | CABINET EQUIPMENT | X | X | SEBEKE SATINALMA | 2008-02-11 | 2018-07-18 12:51 | Turkcell İletişim | TSE | TAS1AEA | 1
17064 | TATTO |  | Indoor System | RN SAHA | 5945716 | 005695 | KRY 101 1841/1 | Ericsson Multicasting Matrix 806-960MHz | DONANIM | RADIO NETWORK | ANTEN | ANTENNA | INDOOR | HYBRID COMBINER | X | SEBEKE SATINALMA | 2008-01-21 | 2018-07-18 12:49 | Turkcell İletişim | TSE | TAS1AEA | 1
17064 | TATTO |  | Indoor System | RN SAHA | 5946456 | 005254 | KRY 101 1841/1 | Ericsson Multicasting Matrix 806-960MHz | DONANIM | RADIO NETWORK | ANTEN | ANTENNA | INDOOR | HYBRID COMBINER | X | SEBEKE SATINALMA | 2007-02-20 | 2018-07-18 12:49 | Turkcell İletişim | TSE | TAS1AEA | 1
17064 | TATTO |  | Indoor System | RN SAHA | 5946787 | 004439 | KRY 101 1841/1 | Ericsson Multicasting Matrix 806-960MHz | DONANIM | RADIO NETWORK | ANTEN | ANTENNA | INDOOR | HYBRID COMBINER | X | SEBEKE SATINALMA | 2005-08-18 | 2018-07-18 12:49 | Turkcell İletişim | TSE | TAS1AEA | 1
17064 | TATTO |  | Indoor System | RN SAHA | 5946796 | 004441 | KRY 101 1841/1 | Ericsson Multicasting Matrix 806-960MHz | DONANIM | RADIO NETWORK | ANTEN | ANTENNA | INDOOR | HYBRID COMBINER | X | SEBEKE SATINALMA | 2005-08-18 | 2018-07-18 12:49 | Turkcell İletişim | TSE | TAS1AEA | 1
17064 | TATTO |  | Indoor System | RN SAHA | 5947812 | PSP019792 | K 63 22 621 | 2 Way Power Splitter Indoor Multiband 100W | DONANIM | RADIO NETWORK | ANTEN | ANTENNA | INDOOR | POWER SPLITTER | X | SEBEKE SATINALMA | 2003-01-12 | 2018-07-18 13:40 | Turkcell İletişim | TSE | TAS1AEA | 1
17064 | TATTO |  | Indoor System | RN SAHA | 5947816 | PSP019793 | K 63 22 621 | 2 Way Power Splitter Indoor Multiband 100W | DONANIM | RADIO NETWORK | ANTEN | ANTENNA | INDOOR | POWER SPLITTER | X | SEBEKE SATINALMA | 2003-01-12 | 2018-07-18 13:40 | Turkcell İletişim | TSE | TAS1AEA | 1
17064 | TATTO |  | Indoor System | RN SAHA | 5947822 | PSP019794 | K 63 22 621 | 2 Way Power Splitter Indoor Multiband 100W | DONANIM | RADIO NETWORK | ANTEN | ANTENNA | INDOOR | POWER SPLITTER | X | SEBEKE SATINALMA | 2003-01-12 | 2018-07-18 13:40 | Turkcell İletişim | TSE | TAS1AEA | 1
17064 | TATTO |  | Indoor System | RN SAHA | 5947827 | PSP019795 | K 63 22 621 | 2 Way Power Splitter Indoor Multiband 100W | DONANIM | RADIO NETWORK | ANTEN | ANTENNA | INDOOR | POWER SPLITTER | X | SEBEKE SATINALMA | 2003-01-12 | 2018-07-18 13:40 | Turkcell İletişim | TSE | TAS1AEA | 1
17064 | TATTO |  | Indoor System | RN SAHA | 5947832 | PSP019796 | K 63 22 621 | 2 Way Power Splitter Indoor Multiband 100W | DONANIM | RADIO NETWORK | ANTEN | ANTENNA | INDOOR | POWER SPLITTER | X | SEBEKE SATINALMA | 2003-01-12 | 2018-07-18 13:40 | Turkcell İletişim | TSE | TAS1AEA | 1
17064 | TATTO |  | Indoor System | RN SAHA | 5947889 | PSP019797 | K 63 22 621 | 2 Way Power Splitter Indoor Multiband 100W | DONANIM | RADIO NETWORK | ANTEN | ANTENNA | INDOOR | POWER SPLITTER | X | SEBEKE SATINALMA | 2003-01-12 | 2018-07-18 13:40 | Turkcell İletişim | TSE | TAS1AEA | 1
17064 | TATTO |  | Indoor System | RN SAHA | 5948205 | PSP015130 | K 63 22 621 | 2 Way Power Splitter Indoor Multiband 100W | DONANIM | RADIO NETWORK | ANTEN | ANTENNA | INDOOR | POWER SPLITTER | X | SEBEKE SATINALMA | 2003-01-12 | 2018-07-18 13:40 | Turkcell İletişim | TSE | TAS1AEA | 1
17064 | TATTO |  | Indoor System | RN SAHA | 5948210 | PSP015131 | K 63 22 621 | 2 Way Power Splitter Indoor Multiband 100W | DONANIM | RADIO NETWORK | ANTEN | ANTENNA | INDOOR | POWER SPLITTER | X | SEBEKE SATINALMA | 2003-01-12 | 2018-07-18 13:40 | Turkcell İletişim | TSE | TAS1AEA | 1
17064 | TATTO |  | Indoor System | RN SAHA | 5948215 | PSP015132 | K 63 22 621 | 2 Way Power Splitter Indoor Multiband 100W | DONANIM | RADIO NETWORK | ANTEN | ANTENNA | INDOOR | POWER SPLITTER | X | SEBEKE SATINALMA | 2003-01-12 | 2018-07-18 13:40 | Turkcell İletişim | TSE | TAS1AEA | 1
17064 | TATTO |  | Indoor System | RN SAHA | 5948220 | PSP015133 | K 63 22 621 | 2 Way Power Splitter Indoor Multiband 100W | DONANIM | RADIO NETWORK | ANTEN | ANTENNA | INDOOR | POWER SPLITTER | X | SEBEKE SATINALMA | 2003-01-12 | 2018-07-18 13:40 | Turkcell İletişim | TSE | TAS1AEA | 1
17064 | TATTO |  | Indoor System | RN SAHA | 5948225 | PSP015134 | K 63 22 621 | 2 Way Power Splitter Indoor Multiband 100W | DONANIM | RADIO NETWORK | ANTEN | ANTENNA | INDOOR | POWER SPLITTER | X | SEBEKE SATINALMA | 2003-01-12 | 2018-07-18 13:40 | Turkcell İletişim | TSE | TAS1AEA | 1
17064 | TATTO |  | Indoor System | RN SAHA | 5948230 | PSP015135 | K 63 22 621 | 2 Way Power Splitter Indoor Multiband 100W | DONANIM | RADIO NETWORK | ANTEN | ANTENNA | INDOOR | POWER SPLITTER | X | SEBEKE SATINALMA | 2003-01-12 | 2018-07-18 13:40 | Turkcell İletişim | TSE | TAS1AEA | 1
17064 | TATTO |  | Indoor System | RN SAHA | 5948519 | PSP015128 | K 63 22 621 | 2 Way Power Splitter Indoor Multiband 100W | DONANIM | RADIO NETWORK | ANTEN | ANTENNA | INDOOR | POWER SPLITTER | X | SEBEKE SATINALMA | 2003-01-12 | 2018-07-18 13:40 | Turkcell İletişim | TSE | TAS1AEA | 1
17064 | TATTO |  | Indoor System | RN SAHA | 5948524 | PSP015129 | K 63 22 621 | 2 Way Power Splitter Indoor Multiband 100W | DONANIM | RADIO NETWORK | ANTEN | ANTENNA | INDOOR | POWER SPLITTER | X | SEBEKE SATINALMA | 2003-01-12 | 2018-07-18 13:40 | Turkcell İletişim | TSE | TAS1AEA | 1
17064 | TATTO |  | Indoor System | RN SAHA | 5949156 | PSP010396 | K 63 22 621 | 2 Way Power Splitter Indoor Multiband 100W | DONANIM | RADIO NETWORK | ANTEN | ANTENNA | INDOOR | POWER SPLITTER | X | SEBEKE SATINALMA | 2003-01-12 | 2018-07-18 13:40 | Turkcell İletişim | TSE | TAS1AEA | 1
17064 | TATTO |  | Indoor System | RN SAHA | 5949162 | PSP010397 | K 63 22 621 | 2 Way Power Splitter Indoor Multiband 100W | DONANIM | RADIO NETWORK | ANTEN | ANTENNA | INDOOR | POWER SPLITTER | X | SEBEKE SATINALMA | 2003-01-12 | 2018-07-18 13:40 | Turkcell İletişim | TSE | TAS1AEA | 1
17064 | TATTO |  | Indoor System | RN SAHA | 5949167 | PSP010398 | K 63 22 621 | 2 Way Power Splitter Indoor Multiband 100W | DONANIM | RADIO NETWORK | ANTEN | ANTENNA | INDOOR | POWER SPLITTER | X | SEBEKE SATINALMA | 2003-01-12 | 2018-07-18 13:40 | Turkcell İletişim | TSE | TAS1AEA | 1
17064 | TATTO |  | Indoor System | RN SAHA | 5949172 | PSP010399 | K 63 22 621 | 2 Way Power Splitter Indoor Multiband 100W | DONANIM | RADIO NETWORK | ANTEN | ANTENNA | INDOOR | POWER SPLITTER | X | SEBEKE SATINALMA | 2003-01-12 | 2018-07-18 13:40 | Turkcell İletişim | TSE | TAS1AEA | 1
17064 | TATTO |  | Indoor System | RN SAHA | 5949177 | PSP010400 | K 63 22 621 | 2 Way Power Splitter Indoor Multiband 100W | DONANIM | RADIO NETWORK | ANTEN | ANTENNA | INDOOR | POWER SPLITTER | X | SEBEKE SATINALMA | 2003-01-12 | 2018-07-18 13:40 | Turkcell İletişim | TSE | TAS1AEA | 1
17064 | TATTO |  | Indoor System | RN SAHA | 5949182 | PSP010401 | K 63 22 621 | 2 Way Power Splitter Indoor Multiband 100W | DONANIM | RADIO NETWORK | ANTEN | ANTENNA | INDOOR | POWER SPLITTER | X | SEBEKE SATINALMA | 2003-01-12 | 2018-07-18 13:40 | Turkcell İletişim | TSE | TAS1AEA | 1
17064 | TATTO |  | Indoor System | RN SAHA | 5949187 | PSP010402 | K 63 22 621 | 2 Way Power Splitter Indoor Multiband 100W | DONANIM | RADIO NETWORK | ANTEN | ANTENNA | INDOOR | POWER SPLITTER | X | SEBEKE SATINALMA | 2003-01-12 | 2018-07-18 13:40 | Turkcell İletişim | TSE | TAS1AEA | 1
17064 | TATTO |  | Indoor System | RN SAHA | 5949192 | PSP010403 | K 63 22 621 | 2 Way Power Splitter Indoor Multiband 100W | DONANIM | RADIO NETWORK | ANTEN | ANTENNA | INDOOR | POWER SPLITTER | X | SEBEKE SATINALMA | 2003-01-12 | 2018-07-18 13:40 | Turkcell İletişim | TSE | TAS1AEA | 1
17064 | TATTO |  | Indoor System | RN SAHA | 5949196 | PSP010404 | K 63 22 621 | 2 Way Power Splitter Indoor Multiband 100W | DONANIM | RADIO NETWORK | ANTEN | ANTENNA | INDOOR | POWER SPLITTER | X | SEBEKE SATINALMA | 2003-01-12 | 2018-07-18 13:40 | Turkcell İletişim | TSE | TAS1AEA | 1
17064 | TATTO |  | Indoor System | RN SAHA | 5949202 | PSP010406 | K 63 22 621 | 2 Way Power Splitter Indoor Multiband 100W | DONANIM | RADIO NETWORK | ANTEN | ANTENNA | INDOOR | POWER SPLITTER | X | SEBEKE SATINALMA | 2003-01-12 | 2018-07-18 13:40 | Turkcell İletişim | TSE | TAS1AEA | 1
17064 | TATTO |  | Indoor System | RN SAHA | 5949207 | PSP010407 | K 63 22 621 | 2 Way Power Splitter Indoor Multiband 100W | DONANIM | RADIO NETWORK | ANTEN | ANTENNA | INDOOR | POWER SPLITTER | X | SEBEKE SATINALMA | 2003-01-12 | 2018-07-18 13:40 | Turkcell İletişim | TSE | TAS1AEA | 1
17064 | TATTO |  | Indoor System | RN SAHA | 5949211 | PSP010408 | K 63 22 621 | 2 Way Power Splitter Indoor Multiband 100W | DONANIM | RADIO NETWORK | ANTEN | ANTENNA | INDOOR | POWER SPLITTER | X | SEBEKE SATINALMA | 2003-01-12 | 2018-07-18 13:40 | Turkcell İletişim | TSE | TAS1AEA | 1
17064 | TATTO |  | Indoor System | RN SAHA | 5949217 | PSP010409 | K 63 22 621 | 2 Way Power Splitter Indoor Multiband 100W | DONANIM | RADIO NETWORK | ANTEN | ANTENNA | INDOOR | POWER SPLITTER | X | SEBEKE SATINALMA | 2003-01-12 | 2018-07-18 13:40 | Turkcell İletişim | TSE | TAS1AEA | 1
17064 | TATTO |  | Indoor System | RN SAHA | 5949224 | PSP010410 | K 63 22 621 | 2 Way Power Splitter Indoor Multiband 100W | DONANIM | RADIO NETWORK | ANTEN | ANTENNA | INDOOR | POWER SPLITTER | X | SEBEKE SATINALMA | 2003-01-12 | 2018-07-18 13:40 | Turkcell İletişim | TSE | TAS1AEA | 1
17064 | TATTO |  | Indoor System | RN SAHA | 5949228 | PSP010411 | K 63 22 621 | 2 Way Power Splitter Indoor Multiband 100W | DONANIM | RADIO NETWORK | ANTEN | ANTENNA | INDOOR | POWER SPLITTER | X | SEBEKE SATINALMA | 2003-01-12 | 2018-07-18 13:40 | Turkcell İletişim | TSE | TAS1AEA | 1
17064 | TATTO |  | Indoor System | RN SAHA | 5949233 | PSP010412 | K 63 22 621 | 2 Way Power Splitter Indoor Multiband 100W | DONANIM | RADIO NETWORK | ANTEN | ANTENNA | INDOOR | POWER SPLITTER | X | SEBEKE SATINALMA | 2003-01-12 | 2018-07-18 13:40 | Turkcell İletişim | TSE | TAS1AEA | 1
17064 | TATTO |  | Indoor System | RN SAHA | 5949238 | PSP010413 | K 63 22 621 | 2 Way Power Splitter Indoor Multiband 100W | DONANIM | RADIO NETWORK | ANTEN | ANTENNA | INDOOR | POWER SPLITTER | X | SEBEKE SATINALMA | 2003-01-12 | 2018-07-18 13:40 | Turkcell İletişim | TSE | TAS1AEA | 1
17064 | TATTO |  | Indoor System | RN SAHA | 5949243 | PSP010414 | K 63 22 621 | 2 Way Power Splitter Indoor Multiband 100W | DONANIM | RADIO NETWORK | ANTEN | ANTENNA | INDOOR | POWER SPLITTER | X | SEBEKE SATINALMA | 2003-01-12 | 2018-07-18 13:40 | Turkcell İletişim | TSE | TAS1AEA | 1
17064 | TATTO |  | Indoor System | RN SAHA | 5949248 | PSP010415 | K 63 22 621 | 2 Way Power Splitter Indoor Multiband 100W | DONANIM | RADIO NETWORK | ANTEN | ANTENNA | INDOOR | POWER SPLITTER | X | SEBEKE SATINALMA | 2003-01-12 | 2018-07-18 13:40 | Turkcell İletişim | TSE | TAS1AEA | 1
17064 | TATTO |  | Indoor System | RN SAHA | 5949253 | PSP010416 | K 63 22 621 | 2 Way Power Splitter Indoor Multiband 100W | DONANIM | RADIO NETWORK | ANTEN | ANTENNA | INDOOR | POWER SPLITTER | X | SEBEKE SATINALMA | 2003-01-12 | 2018-07-18 13:40 | Turkcell İletişim | TSE | TAS1AEA | 1
17064 | TATTO |  | Indoor System | RN SAHA | 5949258 | PSP010417 | K 63 22 621 | 2 Way Power Splitter Indoor Multiband 100W | DONANIM | RADIO NETWORK | ANTEN | ANTENNA | INDOOR | POWER SPLITTER | X | SEBEKE SATINALMA | 2003-01-12 | 2018-07-18 13:40 | Turkcell İletişim | TSE | TAS1AEA | 1
17064 | TATTO |  | Indoor System | RN SAHA | 5949288 | PSP010418 | K 63 22 621 | 2 Way Power Splitter Indoor Multiband 100W | DONANIM | RADIO NETWORK | ANTEN | ANTENNA | INDOOR | POWER SPLITTER | X | SEBEKE SATINALMA | 2003-01-12 | 2018-07-18 13:40 | Turkcell İletişim | TSE | TAS1AEA | 1
17064 | TATTO |  | Indoor System | RN SAHA | 5949293 | PSP010419 | K 63 22 621 | 2 Way Power Splitter Indoor Multiband 100W | DONANIM | RADIO NETWORK | ANTEN | ANTENNA | INDOOR | POWER SPLITTER | X | SEBEKE SATINALMA | 2003-01-12 | 2018-07-18 13:40 | Turkcell İletişim | TSE | TAS1AEA | 1
17064 | TATTO |  | Indoor System | RN SAHA | 5949471 | PSP010391 | K 63 22 621 | 2 Way Power Splitter Indoor Multiband 100W | DONANIM | RADIO NETWORK | ANTEN | ANTENNA | INDOOR | POWER SPLITTER | X | SEBEKE SATINALMA | 2003-01-12 | 2018-07-18 13:40 | Turkcell İletişim | TSE | TAS1AEA | 1
17064 | TATTO |  | Indoor System | RN SAHA | 5949531 | PSP010392 | K 63 22 621 | 2 Way Power Splitter Indoor Multiband 100W | DONANIM | RADIO NETWORK | ANTEN | ANTENNA | INDOOR | POWER SPLITTER | X | SEBEKE SATINALMA | 2003-01-12 | 2018-07-18 13:40 | Turkcell İletişim | TSE | TAS1AEA | 1
17064 | TATTO |  | Indoor System | RN SAHA | 5949536 | PSP010393 | K 63 22 621 | 2 Way Power Splitter Indoor Multiband 100W | DONANIM | RADIO NETWORK | ANTEN | ANTENNA | INDOOR | POWER SPLITTER | X | SEBEKE SATINALMA | 2003-01-12 | 2018-07-18 13:40 | Turkcell İletişim | TSE | TAS1AEA | 1
17064 | TATTO |  | Indoor System | RN SAHA | 5949541 | PSP010394 | K 63 22 621 | 2 Way Power Splitter Indoor Multiband 100W | DONANIM | RADIO NETWORK | ANTEN | ANTENNA | INDOOR | POWER SPLITTER | X | SEBEKE SATINALMA | 2003-01-12 | 2018-07-18 13:40 | Turkcell İletişim | TSE | TAS1AEA | 1
17064 | TATTO |  | Indoor System | RN SAHA | 5949546 | PSP010395 | K 63 22 621 | 2 Way Power Splitter Indoor Multiband 100W | DONANIM | RADIO NETWORK | ANTEN | ANTENNA | INDOOR | POWER SPLITTER | X | SEBEKE SATINALMA | 2003-01-12 | 2018-07-18 13:40 | Turkcell İletişim | TSE | TAS1AEA | 1
17064 | TATTO |  | Indoor System | RN SAHA | 5950620 | PSP019804 | K 63 22 631 | 3 Way Power Splitter Indoor 100W (KRF 102 212/3) | DONANIM | RADIO NETWORK | ANTEN | ANTENNA | INDOOR | POWER SPLITTER | X | SEBEKE SATINALMA | 2003-01-12 | 2018-07-18 13:54 | Turkcell İletişim | TSE | TAS1AEA | 1
17064 | TATTO |  | Indoor System | RN SAHA | 5950625 | PSP019805 | K 63 22 631 | 3 Way Power Splitter Indoor 100W (KRF 102 212/3) | DONANIM | RADIO NETWORK | ANTEN | ANTENNA | INDOOR | POWER SPLITTER | X | SEBEKE SATINALMA | 2003-01-12 | 2018-07-18 13:54 | Turkcell İletişim | TSE | TAS1AEA | 1
17064 | TATTO |  | Indoor System | RN SAHA | 5950630 | PSP019806 | K 63 22 631 | 3 Way Power Splitter Indoor 100W (KRF 102 212/3) | DONANIM | RADIO NETWORK | ANTEN | ANTENNA | INDOOR | POWER SPLITTER | X | SEBEKE SATINALMA | 2003-01-12 | 2018-07-18 13:54 | Turkcell İletişim | TSE | TAS1AEA | 1
17064 | TATTO |  | Indoor System | RN SAHA | 5950635 | PSP019807 | K 63 22 631 | 3 Way Power Splitter Indoor 100W (KRF 102 212/3) | DONANIM | RADIO NETWORK | ANTEN | ANTENNA | INDOOR | POWER SPLITTER | X | SEBEKE SATINALMA | 2003-01-12 | 2018-07-18 13:54 | Turkcell İletişim | TSE | TAS1AEA | 1
17064 | TATTO |  | Indoor System | RN SAHA | 5950640 | PSP019808 | K 63 22 631 | 3 Way Power Splitter Indoor 100W (KRF 102 212/3) | DONANIM | RADIO NETWORK | ANTEN | ANTENNA | INDOOR | POWER SPLITTER | X | SEBEKE SATINALMA | 2003-01-12 | 2018-07-18 13:54 | Turkcell İletişim | TSE | TAS1AEA | 1
17064 | TATTO |  | Indoor System | RN SAHA | 5950645 | PSP019809 | K 63 22 631 | 3 Way Power Splitter Indoor 100W (KRF 102 212/3) | DONANIM | RADIO NETWORK | ANTEN | ANTENNA | INDOOR | POWER SPLITTER | X | SEBEKE SATINALMA | 2003-01-12 | 2018-07-18 13:54 | Turkcell İletişim | TSE | TAS1AEA | 1
17064 | TATTO |  | Indoor System | RN SAHA | 5950650 | PSP019810 | K 63 22 631 | 3 Way Power Splitter Indoor 100W (KRF 102 212/3) | DONANIM | RADIO NETWORK | ANTEN | ANTENNA | INDOOR | POWER SPLITTER | X | SEBEKE SATINALMA | 2003-01-12 | 2018-07-18 13:54 | Turkcell İletişim | TSE | TAS1AEA | 1
17064 | TATTO |  | Indoor System | RN SAHA | 5950655 | PSP019811 | K 63 22 631 | 3 Way Power Splitter Indoor 100W (KRF 102 212/3) | DONANIM | RADIO NETWORK | ANTEN | ANTENNA | INDOOR | POWER SPLITTER | X | SEBEKE SATINALMA | 2003-01-12 | 2018-07-18 13:54 | Turkcell İletişim | TSE | TAS1AEA | 1
17064 | TATTO |  | Indoor System | RN SAHA | 5950660 | PSP019812 | K 63 22 631 | 3 Way Power Splitter Indoor 100W (KRF 102 212/3) | DONANIM | RADIO NETWORK | ANTEN | ANTENNA | INDOOR | POWER SPLITTER | X | SEBEKE SATINALMA | 2003-01-12 | 2018-07-18 13:54 | Turkcell İletişim | TSE | TAS1AEA | 1
17064 | TATTO |  | Indoor System | RN SAHA | 5950665 | PSP019813 | K 63 22 631 | 3 Way Power Splitter Indoor 100W (KRF 102 212/3) | DONANIM | RADIO NETWORK | ANTEN | ANTENNA | INDOOR | POWER SPLITTER | X | SEBEKE SATINALMA | 2003-01-12 | 2018-07-18 13:54 | Turkcell İletişim | TSE | TAS1AEA | 1
17064 | TATTO |  | Indoor System | RN SAHA | 5950670 | PSP019814 | K 63 22 631 | 3 Way Power Splitter Indoor 100W (KRF 102 212/3) | DONANIM | RADIO NETWORK | ANTEN | ANTENNA | INDOOR | POWER SPLITTER | X | SEBEKE SATINALMA | 2003-01-12 | 2018-07-18 13:54 | Turkcell İletişim | TSE | TAS1AEA | 1
17064 | TATTO |  | Indoor System | RN SAHA | 5950675 | PSP019815 | K 63 22 631 | 3 Way Power Splitter Indoor 100W (KRF 102 212/3) | DONANIM | RADIO NETWORK | ANTEN | ANTENNA | INDOOR | POWER SPLITTER | X | SEBEKE SATINALMA | 2003-01-12 | 2018-07-18 13:54 | Turkcell İletişim | TSE | TAS1AEA | 1
17064 | TATTO |  | Indoor System | RN SAHA | 5950681 | PSP019816 | K 63 22 631 | 3 Way Power Splitter Indoor 100W (KRF 102 212/3) | DONANIM | RADIO NETWORK | ANTEN | ANTENNA | INDOOR | POWER SPLITTER | X | SEBEKE SATINALMA | 2003-01-12 | 2018-07-18 13:54 | Turkcell İletişim | TSE | TAS1AEA | 1
17064 | TATTO |  | Indoor System | RN SAHA | 5950686 | PSP019817 | K 63 22 631 | 3 Way Power Splitter Indoor 100W (KRF 102 212/3) | DONANIM | RADIO NETWORK | ANTEN | ANTENNA | INDOOR | POWER SPLITTER | X | SEBEKE SATINALMA | 2003-01-12 | 2018-07-18 13:54 | Turkcell İletişim | TSE | TAS1AEA | 1
17064 | TATTO |  | Indoor System | RN SAHA | 5950690 | PSP019818 | K 63 22 631 | 3 Way Power Splitter Indoor 100W (KRF 102 212/3) | DONANIM | RADIO NETWORK | ANTEN | ANTENNA | INDOOR | POWER SPLITTER | X | SEBEKE SATINALMA | 2003-01-12 | 2018-07-18 13:54 | Turkcell İletişim | TSE | TAS1AEA | 1
17064 | TATTO |  | Indoor System | RN SAHA | 5950696 | PSP019819 | K 63 22 631 | 3 Way Power Splitter Indoor 100W (KRF 102 212/3) | DONANIM | RADIO NETWORK | ANTEN | ANTENNA | INDOOR | POWER SPLITTER | X | SEBEKE SATINALMA | 2003-01-12 | 2018-07-18 13:54 | Turkcell İletişim | TSE | TAS1AEA | 1
17064 | TATTO |  | Indoor System | RN SAHA | 5950701 | PSP019820 | K 63 22 631 | 3 Way Power Splitter Indoor 100W (KRF 102 212/3) | DONANIM | RADIO NETWORK | ANTEN | ANTENNA | INDOOR | POWER SPLITTER | X | SEBEKE SATINALMA | 2003-01-12 | 2018-07-18 13:54 | Turkcell İletişim | TSE | TAS1AEA | 1
17064 | TATTO |  | Indoor System | RN SAHA | 5950706 | PSP019821 | K 63 22 631 | 3 Way Power Splitter Indoor 100W (KRF 102 212/3) | DONANIM | RADIO NETWORK | ANTEN | ANTENNA | INDOOR | POWER SPLITTER | X | SEBEKE SATINALMA | 2003-01-12 | 2018-07-18 13:54 | Turkcell İletişim | TSE | TAS1AEA | 1
17064 | TATTO |  | Indoor System | RN SAHA | 5950711 | PSP019822 | K 63 22 631 | 3 Way Power Splitter Indoor 100W (KRF 102 212/3) | DONANIM | RADIO NETWORK | ANTEN | ANTENNA | INDOOR | POWER SPLITTER | X | SEBEKE SATINALMA | 2003-01-12 | 2018-07-18 13:54 | Turkcell İletişim | TSE | TAS1AEA | 1
17064 | TATTO |  | Indoor System | RN SAHA | 5950854 | PSP019800 | K 63 22 631 | 3 Way Power Splitter Indoor 100W (KRF 102 212/3) | DONANIM | RADIO NETWORK | ANTEN | ANTENNA | INDOOR | POWER SPLITTER | X | SEBEKE SATINALMA | 2003-01-12 | 2018-07-18 13:54 | Turkcell İletişim | TSE | TAS1AEA | 1
17064 | TATTO |  | Indoor System | RN SAHA | 5950859 | PSP019801 | K 63 22 631 | 3 Way Power Splitter Indoor 100W (KRF 102 212/3) | DONANIM | RADIO NETWORK | ANTEN | ANTENNA | INDOOR | POWER SPLITTER | X | SEBEKE SATINALMA | 2003-01-12 | 2018-07-18 13:54 | Turkcell İletişim | TSE | TAS1AEA | 1
17064 | TATTO |  | Indoor System | RN SAHA | 5950955 | PSP019798 | K 63 22 631 | 3 Way Power Splitter Indoor 100W (KRF 102 212/3) | DONANIM | RADIO NETWORK | ANTEN | ANTENNA | INDOOR | POWER SPLITTER | X | SEBEKE SATINALMA | 2003-01-12 | 2018-07-18 13:54 | Turkcell İletişim | TSE | TAS1AEA | 1
17064 | TATTO |  | Indoor System | RN SAHA | 5950960 | PSP019799 | K 63 22 631 | 3 Way Power Splitter Indoor 100W (KRF 102 212/3) | DONANIM | RADIO NETWORK | ANTEN | ANTENNA | INDOOR | POWER SPLITTER | X | SEBEKE SATINALMA | 2003-01-12 | 2018-07-18 13:54 | Turkcell İletişim | TSE | TAS1AEA | 1
17064 | TATTO |  | Indoor System | RN SAHA | 5950965 | PSP019802 | K 63 22 631 | 3 Way Power Splitter Indoor 100W (KRF 102 212/3) | DONANIM | RADIO NETWORK | ANTEN | ANTENNA | INDOOR | POWER SPLITTER | X | SEBEKE SATINALMA | 2003-01-12 | 2018-07-18 13:54 | Turkcell İletişim | TSE | TAS1AEA | 1
17064 | TATTO |  | Indoor System | RN SAHA | 5950970 | PSP019803 | K 63 22 631 | 3 Way Power Splitter Indoor 100W (KRF 102 212/3) | DONANIM | RADIO NETWORK | ANTEN | ANTENNA | INDOOR | POWER SPLITTER | X | SEBEKE SATINALMA | 2003-01-12 | 2018-07-18 13:54 | Turkcell İletişim | TSE | TAS1AEA | 1
17064 | TATTO |  | Indoor System | RN SAHA | 5951583 | PSP015141 | K 63 22 631 | 3 Way Power Splitter Indoor 100W (KRF 102 212/3) | DONANIM | RADIO NETWORK | ANTEN | ANTENNA | INDOOR | POWER SPLITTER | X | SEBEKE SATINALMA | 2003-01-12 | 2018-07-18 13:54 | Turkcell İletişim | TSE | TAS1AEA | 1
17064 | TATTO |  | Indoor System | RN SAHA | 5951588 | PSP015142 | K 63 22 631 | 3 Way Power Splitter Indoor 100W (KRF 102 212/3) | DONANIM | RADIO NETWORK | ANTEN | ANTENNA | INDOOR | POWER SPLITTER | X | SEBEKE SATINALMA | 2003-01-12 | 2018-07-18 13:54 | Turkcell İletişim | TSE | TAS1AEA | 1
17064 | TATTO |  | Indoor System | RN SAHA | 5951593 | PSP015143 | K 63 22 631 | 3 Way Power Splitter Indoor 100W (KRF 102 212/3) | DONANIM | RADIO NETWORK | ANTEN | ANTENNA | INDOOR | POWER SPLITTER | X | SEBEKE SATINALMA | 2003-01-12 | 2018-07-18 13:54 | Turkcell İletişim | TSE | TAS1AEA | 1
17064 | TATTO |  | Indoor System | RN SAHA | 5951598 | PSP015144 | K 63 22 631 | 3 Way Power Splitter Indoor 100W (KRF 102 212/3) | DONANIM | RADIO NETWORK | ANTEN | ANTENNA | INDOOR | POWER SPLITTER | X | SEBEKE SATINALMA | 2003-01-12 | 2018-07-18 13:54 | Turkcell İletişim | TSE | TAS1AEA | 1
17064 | TATTO |  | Indoor System | RN SAHA | 5951603 | PSP015145 | K 63 22 631 | 3 Way Power Splitter Indoor 100W (KRF 102 212/3) | DONANIM | RADIO NETWORK | ANTEN | ANTENNA | INDOOR | POWER SPLITTER | X | SEBEKE SATINALMA | 2003-01-12 | 2018-07-18 13:54 | Turkcell İletişim | TSE | TAS1AEA | 1
17064 | TATTO |  | Indoor System | RN SAHA | 5951608 | PSP015146 | K 63 22 631 | 3 Way Power Splitter Indoor 100W (KRF 102 212/3) | DONANIM | RADIO NETWORK | ANTEN | ANTENNA | INDOOR | POWER SPLITTER | X | SEBEKE SATINALMA | 2003-01-12 | 2018-07-18 13:54 | Turkcell İletişim | TSE | TAS1AEA | 1
17064 | TATTO |  | Indoor System | RN SAHA | 5951613 | PSP015147 | K 63 22 631 | 3 Way Power Splitter Indoor 100W (KRF 102 212/3) | DONANIM | RADIO NETWORK | ANTEN | ANTENNA | INDOOR | POWER SPLITTER | X | SEBEKE SATINALMA | 2003-01-12 | 2018-07-18 13:54 | Turkcell İletişim | TSE | TAS1AEA | 1
17064 | TATTO |  | Indoor System | RN SAHA | 5951618 | PSP015148 | K 63 22 631 | 3 Way Power Splitter Indoor 100W (KRF 102 212/3) | DONANIM | RADIO NETWORK | ANTEN | ANTENNA | INDOOR | POWER SPLITTER | X | SEBEKE SATINALMA | 2003-01-12 | 2018-07-18 13:54 | Turkcell İletişim | TSE | TAS1AEA | 1
17064 | TATTO |  | Indoor System | RN SAHA | 5951623 | PSP015149 | K 63 22 631 | 3 Way Power Splitter Indoor 100W (KRF 102 212/3) | DONANIM | RADIO NETWORK | ANTEN | ANTENNA | INDOOR | POWER SPLITTER | X | SEBEKE SATINALMA | 2003-01-12 | 2018-07-18 13:54 | Turkcell İletişim | TSE | TAS1AEA | 1
17064 | TATTO |  | Indoor System | RN SAHA | 5951627 | PSP015150 | K 63 22 631 | 3 Way Power Splitter Indoor 100W (KRF 102 212/3) | DONANIM | RADIO NETWORK | ANTEN | ANTENNA | INDOOR | POWER SPLITTER | X | SEBEKE SATINALMA | 2003-01-12 | 2018-07-18 13:54 | Turkcell İletişim | TSE | TAS1AEA | 1
17064 | TATTO |  | Indoor System | RN SAHA | 5951632 | PSP015151 | K 63 22 631 | 3 Way Power Splitter Indoor 100W (KRF 102 212/3) | DONANIM | RADIO NETWORK | ANTEN | ANTENNA | INDOOR | POWER SPLITTER | X | SEBEKE SATINALMA | 2003-01-12 | 2018-07-18 13:54 | Turkcell İletişim | TSE | TAS1AEA | 1
17064 | TATTO |  | Indoor System | RN SAHA | 5951637 | PSP015152 | K 63 22 631 | 3 Way Power Splitter Indoor 100W (KRF 102 212/3) | DONANIM | RADIO NETWORK | ANTEN | ANTENNA | INDOOR | POWER SPLITTER | X | SEBEKE SATINALMA | 2003-01-12 | 2018-07-18 13:54 | Turkcell İletişim | TSE | TAS1AEA | 1
17064 | TATTO |  | Indoor System | RN SAHA | 5951642 | PSP015153 | K 63 22 631 | 3 Way Power Splitter Indoor 100W (KRF 102 212/3) | DONANIM | RADIO NETWORK | ANTEN | ANTENNA | INDOOR | POWER SPLITTER | X | SEBEKE SATINALMA | 2003-01-12 | 2018-07-18 13:54 | Turkcell İletişim | TSE | TAS1AEA | 1
17064 | TATTO |  | Indoor System | RN SAHA | 5951647 | PSP015154 | K 63 22 631 | 3 Way Power Splitter Indoor 100W (KRF 102 212/3) | DONANIM | RADIO NETWORK | ANTEN | ANTENNA | INDOOR | POWER SPLITTER | X | SEBEKE SATINALMA | 2003-01-12 | 2018-07-18 13:54 | Turkcell İletişim | TSE | TAS1AEA | 1
17064 | TATTO |  | Indoor System | RN SAHA | 5951652 | PSP015155 | K 63 22 631 | 3 Way Power Splitter Indoor 100W (KRF 102 212/3) | DONANIM | RADIO NETWORK | ANTEN | ANTENNA | INDOOR | POWER SPLITTER | X | SEBEKE SATINALMA | 2003-01-12 | 2018-07-18 13:54 | Turkcell İletişim | TSE | TAS1AEA | 1
17064 | TATTO |  | Indoor System | RN SAHA | 5951657 | PSP015156 | K 63 22 631 | 3 Way Power Splitter Indoor 100W (KRF 102 212/3) | DONANIM | RADIO NETWORK | ANTEN | ANTENNA | INDOOR | POWER SPLITTER | X | SEBEKE SATINALMA | 2003-01-12 | 2018-07-18 13:54 | Turkcell İletişim | TSE | TAS1AEA | 1
17064 | TATTO |  | Indoor System | RN SAHA | 5951662 | PSP015157 | K 63 22 631 | 3 Way Power Splitter Indoor 100W (KRF 102 212/3) | DONANIM | RADIO NETWORK | ANTEN | ANTENNA | INDOOR | POWER SPLITTER | X | SEBEKE SATINALMA | 2003-01-12 | 2018-07-18 13:54 | Turkcell İletişim | TSE | TAS1AEA | 1
17064 | TATTO |  | Indoor System | RN SAHA | 5951667 | PSP015158 | K 63 22 631 | 3 Way Power Splitter Indoor 100W (KRF 102 212/3) | DONANIM | RADIO NETWORK | ANTEN | ANTENNA | INDOOR | POWER SPLITTER | X | SEBEKE SATINALMA | 2003-01-12 | 2018-07-18 13:54 | Turkcell İletişim | TSE | TAS1AEA | 1
17064 | TATTO |  | Indoor System | RN SAHA | 5951672 | PSP015168 | K 63 22 631 | 3 Way Power Splitter Indoor 100W (KRF 102 212/3) | DONANIM | RADIO NETWORK | ANTEN | ANTENNA | INDOOR | POWER SPLITTER | X | SEBEKE SATINALMA | 2003-01-12 | 2018-07-18 13:54 | Turkcell İletişim | TSE | TAS1AEA | 1
17064 | TATTO |  | Indoor System | RN SAHA | 5951676 | PSP015169 | K 63 22 631 | 3 Way Power Splitter Indoor 100W (KRF 102 212/3) | DONANIM | RADIO NETWORK | ANTEN | ANTENNA | INDOOR | POWER SPLITTER | X | SEBEKE SATINALMA | 2003-01-12 | 2018-07-18 13:54 | Turkcell İletişim | TSE | TAS1AEA | 1
17064 | TATTO |  | Indoor System | RN SAHA | 5951682 | PSP015170 | K 63 22 631 | 3 Way Power Splitter Indoor 100W (KRF 102 212/3) | DONANIM | RADIO NETWORK | ANTEN | ANTENNA | INDOOR | POWER SPLITTER | X | SEBEKE SATINALMA | 2003-01-12 | 2018-07-18 13:54 | Turkcell İletişim | TSE | TAS1AEA | 1
17064 | TATTO |  | Indoor System | RN SAHA | 5951687 | PSP015171 | K 63 22 631 | 3 Way Power Splitter Indoor 100W (KRF 102 212/3) | DONANIM | RADIO NETWORK | ANTEN | ANTENNA | INDOOR | POWER SPLITTER | X | SEBEKE SATINALMA | 2003-01-12 | 2018-07-18 13:54 | Turkcell İletişim | TSE | TAS1AEA | 1
17064 | TATTO |  | Indoor System | RN SAHA | 5951693 | PSP015172 | K 63 22 631 | 3 Way Power Splitter Indoor 100W (KRF 102 212/3) | DONANIM | RADIO NETWORK | ANTEN | ANTENNA | INDOOR | POWER SPLITTER | X | SEBEKE SATINALMA | 2003-01-12 | 2018-07-18 13:54 | Turkcell İletişim | TSE | TAS1AEA | 1
17064 | TATTO |  | Indoor System | RN SAHA | 5951698 | PSP015173 | K 63 22 631 | 3 Way Power Splitter Indoor 100W (KRF 102 212/3) | DONANIM | RADIO NETWORK | ANTEN | ANTENNA | INDOOR | POWER SPLITTER | X | SEBEKE SATINALMA | 2003-01-12 | 2018-07-18 13:54 | Turkcell İletişim | TSE | TAS1AEA | 1
17064 | TATTO |  | Indoor System | RN SAHA | 5951702 | PSP015174 | K 63 22 631 | 3 Way Power Splitter Indoor 100W (KRF 102 212/3) | DONANIM | RADIO NETWORK | ANTEN | ANTENNA | INDOOR | POWER SPLITTER | X | SEBEKE SATINALMA | 2003-01-12 | 2018-07-18 13:54 | Turkcell İletişim | TSE | TAS1AEA | 1
17064 | TATTO |  | Indoor System | RN SAHA | 5951706 | PSP015175 | K 63 22 631 | 3 Way Power Splitter Indoor 100W (KRF 102 212/3) | DONANIM | RADIO NETWORK | ANTEN | ANTENNA | INDOOR | POWER SPLITTER | X | SEBEKE SATINALMA | 2003-01-12 | 2018-07-18 13:54 | Turkcell İletişim | TSE | TAS1AEA | 1
17064 | TATTO |  | Indoor System | RN SAHA | 5951712 | PSP015176 | K 63 22 631 | 3 Way Power Splitter Indoor 100W (KRF 102 212/3) | DONANIM | RADIO NETWORK | ANTEN | ANTENNA | INDOOR | POWER SPLITTER | X | SEBEKE SATINALMA | 2003-01-12 | 2018-07-18 13:54 | Turkcell İletişim | TSE | TAS1AEA | 1
17064 | TATTO |  | Indoor System | RN SAHA | 5951717 | PSP015177 | K 63 22 631 | 3 Way Power Splitter Indoor 100W (KRF 102 212/3) | DONANIM | RADIO NETWORK | ANTEN | ANTENNA | INDOOR | POWER SPLITTER | X | SEBEKE SATINALMA | 2003-01-12 | 2018-07-18 13:54 | Turkcell İletişim | TSE | TAS1AEA | 1
17064 | TATTO |  | Indoor System | RN SAHA | 5951722 | PSP015178 | K 63 22 631 | 3 Way Power Splitter Indoor 100W (KRF 102 212/3) | DONANIM | RADIO NETWORK | ANTEN | ANTENNA | INDOOR | POWER SPLITTER | X | SEBEKE SATINALMA | 2003-01-12 | 2018-07-18 13:54 | Turkcell İletişim | TSE | TAS1AEA | 1
17064 | TATTO |  | Indoor System | RN SAHA | 5951727 | PSP015179 | K 63 22 631 | 3 Way Power Splitter Indoor 100W (KRF 102 212/3) | DONANIM | RADIO NETWORK | ANTEN | ANTENNA | INDOOR | POWER SPLITTER | X | SEBEKE SATINALMA | 2003-01-12 | 2018-07-18 13:54 | Turkcell İletişim | TSE | TAS1AEA | 1
17064 | TATTO |  | Indoor System | RN SAHA | 5951732 | PSP015180 | K 63 22 631 | 3 Way Power Splitter Indoor 100W (KRF 102 212/3) | DONANIM | RADIO NETWORK | ANTEN | ANTENNA | INDOOR | POWER SPLITTER | X | SEBEKE SATINALMA | 2003-01-12 | 2018-07-18 13:54 | Turkcell İletişim | TSE | TAS1AEA | 1
17064 | TATTO |  | Indoor System | RN SAHA | 5951738 | PSP015181 | K 63 22 631 | 3 Way Power Splitter Indoor 100W (KRF 102 212/3) | DONANIM | RADIO NETWORK | ANTEN | ANTENNA | INDOOR | POWER SPLITTER | X | SEBEKE SATINALMA | 2003-01-12 | 2018-07-18 13:54 | Turkcell İletişim | TSE | TAS1AEA | 1
17064 | TATTO |  | Indoor System | RN SAHA | 5951743 | PSP015182 | K 63 22 631 | 3 Way Power Splitter Indoor 100W (KRF 102 212/3) | DONANIM | RADIO NETWORK | ANTEN | ANTENNA | INDOOR | POWER SPLITTER | X | SEBEKE SATINALMA | 2003-01-12 | 2018-07-18 13:54 | Turkcell İletişim | TSE | TAS1AEA | 1
17064 | TATTO |  | Indoor System | RN SAHA | 5951855 | PSP015137 | K 63 22 631 | 3 Way Power Splitter Indoor 100W (KRF 102 212/3) | DONANIM | RADIO NETWORK | ANTEN | ANTENNA | INDOOR | POWER SPLITTER | X | SEBEKE SATINALMA | 2003-01-12 | 2018-07-18 13:54 | Turkcell İletişim | TSE | TAS1AEA | 1
17064 | TATTO |  | Indoor System | RN SAHA | 5951860 | PSP015138 | K 63 22 631 | 3 Way Power Splitter Indoor 100W (KRF 102 212/3) | DONANIM | RADIO NETWORK | ANTEN | ANTENNA | INDOOR | POWER SPLITTER | X | SEBEKE SATINALMA | 2003-01-12 | 2018-07-18 13:54 | Turkcell İletişim | TSE | TAS1AEA | 1
17064 | TATTO |  | Indoor System | RN SAHA | 5951865 | PSP015139 | K 63 22 631 | 3 Way Power Splitter Indoor 100W (KRF 102 212/3) | DONANIM | RADIO NETWORK | ANTEN | ANTENNA | INDOOR | POWER SPLITTER | X | SEBEKE SATINALMA | 2003-01-12 | 2018-07-18 13:54 | Turkcell İletişim | TSE | TAS1AEA | 1
17064 | TATTO |  | Indoor System | RN SAHA | 5951870 | PSP015140 | K 63 22 631 | 3 Way Power Splitter Indoor 100W (KRF 102 212/3) | DONANIM | RADIO NETWORK | ANTEN | ANTENNA | INDOOR | POWER SPLITTER | X | SEBEKE SATINALMA | 2003-01-12 | 2018-07-18 13:54 | Turkcell İletişim | TSE | TAS1AEA | 1
17064 | TATTO |  | Indoor System | RN SAHA | 5952036 | PSP015136 | K 63 22 631 | 3 Way Power Splitter Indoor 100W (KRF 102 212/3) | DONANIM | RADIO NETWORK | ANTEN | ANTENNA | INDOOR | POWER SPLITTER | X | SEBEKE SATINALMA | 2003-01-12 | 2018-07-18 13:54 | Turkcell İletişim | TSE | TAS1AEA | 1
17064 | TATTO |  | Indoor System | RN SAHA | 5952300 | PSP010420 | K 63 22 631 | 3 Way Power Splitter Indoor 100W (KRF 102 212/3) | DONANIM | RADIO NETWORK | ANTEN | ANTENNA | INDOOR | POWER SPLITTER | X | SEBEKE SATINALMA | 2003-01-12 | 2018-07-18 13:54 | Turkcell İletişim | TSE | TAS1AEA | 1
17064 | TATTO |  | Indoor System | RN SAHA | 5952305 | PSP010421 | K 63 22 631 | 3 Way Power Splitter Indoor 100W (KRF 102 212/3) | DONANIM | RADIO NETWORK | ANTEN | ANTENNA | INDOOR | POWER SPLITTER | X | SEBEKE SATINALMA | 2003-01-12 | 2018-07-18 13:54 | Turkcell İletişim | TSE | TAS1AEA | 1
17064 | TATTO |  | Indoor System | RN SAHA | 5952310 | PSP010422 | K 63 22 631 | 3 Way Power Splitter Indoor 100W (KRF 102 212/3) | DONANIM | RADIO NETWORK | ANTEN | ANTENNA | INDOOR | POWER SPLITTER | X | SEBEKE SATINALMA | 2003-01-12 | 2018-07-18 13:54 | Turkcell İletişim | TSE | TAS1AEA | 1
17064 | TATTO |  | Indoor System | RN SAHA | 5952315 | PSP010423 | K 63 22 631 | 3 Way Power Splitter Indoor 100W (KRF 102 212/3) | DONANIM | RADIO NETWORK | ANTEN | ANTENNA | INDOOR | POWER SPLITTER | X | SEBEKE SATINALMA | 2003-01-12 | 2018-07-18 13:54 | Turkcell İletişim | TSE | TAS1AEA | 1
17064 | TATTO |  | Indoor System | RN SAHA | 5952320 | PSP010424 | K 63 22 631 | 3 Way Power Splitter Indoor 100W (KRF 102 212/3) | DONANIM | RADIO NETWORK | ANTEN | ANTENNA | INDOOR | POWER SPLITTER | X | SEBEKE SATINALMA | 2003-01-12 | 2018-07-18 13:54 | Turkcell İletişim | TSE | TAS1AEA | 1
17064 | TATTO |  | Indoor System | RN SAHA | 5952324 | PSP010425 | K 63 22 631 | 3 Way Power Splitter Indoor 100W (KRF 102 212/3) | DONANIM | RADIO NETWORK | ANTEN | ANTENNA | INDOOR | POWER SPLITTER | X | SEBEKE SATINALMA | 2003-01-12 | 2018-07-18 13:54 | Turkcell İletişim | TSE | TAS1AEA | 1
17064 | TATTO |  | Indoor System | RN SAHA | 5952328 | PSP010426 | K 63 22 631 | 3 Way Power Splitter Indoor 100W (KRF 102 212/3) | DONANIM | RADIO NETWORK | ANTEN | ANTENNA | INDOOR | POWER SPLITTER | X | SEBEKE SATINALMA | 2003-01-12 | 2018-07-18 13:54 | Turkcell İletişim | TSE | TAS1AEA | 1
17064 | TATTO |  | Indoor System | RN SAHA | 5952333 | PSP010428 | K 63 22 631 | 3 Way Power Splitter Indoor 100W (KRF 102 212/3) | DONANIM | RADIO NETWORK | ANTEN | ANTENNA | INDOOR | POWER SPLITTER | X | SEBEKE SATINALMA | 2003-01-12 | 2018-07-18 13:54 | Turkcell İletişim | TSE | TAS1AEA | 1
17064 | TATTO |  | Indoor System | RN SAHA | 5952338 | PSP010429 | K 63 22 631 | 3 Way Power Splitter Indoor 100W (KRF 102 212/3) | DONANIM | RADIO NETWORK | ANTEN | ANTENNA | INDOOR | POWER SPLITTER | X | SEBEKE SATINALMA | 2003-01-12 | 2018-07-18 13:54 | Turkcell İletişim | TSE | TAS1AEA | 1
17064 | TATTO |  | Indoor System | RN SAHA | 5952343 | PSP010430 | K 63 22 631 | 3 Way Power Splitter Indoor 100W (KRF 102 212/3) | DONANIM | RADIO NETWORK | ANTEN | ANTENNA | INDOOR | POWER SPLITTER | X | SEBEKE SATINALMA | 2003-01-12 | 2018-07-18 13:54 | Turkcell İletişim | TSE | TAS1AEA | 1
17064 | TATTO |  | Indoor System | RN SAHA | 5952348 | PSP010431 | K 63 22 631 | 3 Way Power Splitter Indoor 100W (KRF 102 212/3) | DONANIM | RADIO NETWORK | ANTEN | ANTENNA | INDOOR | POWER SPLITTER | X | SEBEKE SATINALMA | 2003-01-12 | 2018-07-18 13:54 | Turkcell İletişim | TSE | TAS1AEA | 1
17064 | TATTO |  | Indoor System | RN SAHA | 5952354 | PSP010432 | K 63 22 631 | 3 Way Power Splitter Indoor 100W (KRF 102 212/3) | DONANIM | RADIO NETWORK | ANTEN | ANTENNA | INDOOR | POWER SPLITTER | X | SEBEKE SATINALMA | 2003-01-12 | 2018-07-18 13:54 | Turkcell İletişim | TSE | TAS1AEA | 1
17064 | TATTO |  | Indoor System | RN SAHA | 5954774 | PSP019826 | K 63 22 641 | 4 Way Power Splitter Indoor Multiband 100W (KRF 102 212/4) | DONANIM | RADIO NETWORK | ANTEN | ANTENNA | INDOOR | POWER SPLITTER | X | SEBEKE SATINALMA | 2003-01-12 | 2018-07-18 13:55 | Turkcell İletişim | TSE | TAS1AEA | 1
17064 | TATTO |  | Indoor System | RN SAHA | 5954779 | PSP019827 | K 63 22 641 | 4 Way Power Splitter Indoor Multiband 100W (KRF 102 212/4) | DONANIM | RADIO NETWORK | ANTEN | ANTENNA | INDOOR | POWER SPLITTER | X | SEBEKE SATINALMA | 2003-01-12 | 2018-07-18 13:55 | Turkcell İletişim | TSE | TAS1AEA | 1
17064 | TATTO |  | Indoor System | RN SAHA | 5954784 | PSP019828 | K 63 22 641 | 4 Way Power Splitter Indoor Multiband 100W (KRF 102 212/4) | DONANIM | RADIO NETWORK | ANTEN | ANTENNA | INDOOR | POWER SPLITTER | X | SEBEKE SATINALMA | 2003-01-12 | 2018-07-18 13:55 | Turkcell İletişim | TSE | TAS1AEA | 1
17064 | TATTO |  | Indoor System | RN SAHA | 5954789 | PSP019829 | K 63 22 641 | 4 Way Power Splitter Indoor Multiband 100W (KRF 102 212/4) | DONANIM | RADIO NETWORK | ANTEN | ANTENNA | INDOOR | POWER SPLITTER | X | SEBEKE SATINALMA | 2003-01-12 | 2018-07-18 13:55 | Turkcell İletişim | TSE | TAS1AEA | 1
17064 | TATTO |  | Indoor System | RN SAHA | 5954794 | PSP019830 | K 63 22 641 | 4 Way Power Splitter Indoor Multiband 100W (KRF 102 212/4) | DONANIM | RADIO NETWORK | ANTEN | ANTENNA | INDOOR | POWER SPLITTER | X | SEBEKE SATINALMA | 2003-01-12 | 2018-07-18 13:55 | Turkcell İletişim | TSE | TAS1AEA | 1
17064 | TATTO |  | Indoor System | RN SAHA | 5954799 | PSP019825 | K 63 22 641 | 4 Way Power Splitter Indoor Multiband 100W (KRF 102 212/4) | DONANIM | RADIO NETWORK | ANTEN | ANTENNA | INDOOR | POWER SPLITTER | X | SEBEKE SATINALMA | 2003-01-12 | 2018-07-18 13:55 | Turkcell İletişim | TSE | TAS1AEA | 1
17064 | TATTO |  | Indoor System | RN SAHA | 5954804 | PSP019779 | K 63 22 641 | 4 Way Power Splitter Indoor Multiband 100W (KRF 102 212/4) | DONANIM | RADIO NETWORK | ANTEN | ANTENNA | INDOOR | POWER SPLITTER | X | SEBEKE SATINALMA | 2003-01-12 | 2018-07-18 13:55 | Turkcell İletişim | TSE | TAS1AEA | 1
17064 | TATTO |  | Indoor System | RN SAHA | 5954809 | PSP019780 | K 63 22 641 | 4 Way Power Splitter Indoor Multiband 100W (KRF 102 212/4) | DONANIM | RADIO NETWORK | ANTEN | ANTENNA | INDOOR | POWER SPLITTER | X | SEBEKE SATINALMA | 2003-01-12 | 2018-07-18 13:55 | Turkcell İletişim | TSE | TAS1AEA | 1
17064 | TATTO |  | Indoor System | RN SAHA | 5954814 | PSP019781 | K 63 22 641 | 4 Way Power Splitter Indoor Multiband 100W (KRF 102 212/4) | DONANIM | RADIO NETWORK | ANTEN | ANTENNA | INDOOR | POWER SPLITTER | X | SEBEKE SATINALMA | 2003-01-12 | 2018-07-18 13:55 | Turkcell İletişim | TSE | TAS1AEA | 1
17064 | TATTO |  | Indoor System | RN SAHA | 5954819 | PSP019782 | K 63 22 641 | 4 Way Power Splitter Indoor Multiband 100W (KRF 102 212/4) | DONANIM | RADIO NETWORK | ANTEN | ANTENNA | INDOOR | POWER SPLITTER | X | SEBEKE SATINALMA | 2003-01-12 | 2018-07-18 13:55 | Turkcell İletişim | TSE | TAS1AEA | 1
17064 | TATTO |  | Indoor System | RN SAHA | 5954824 | PSP019783 | K 63 22 641 | 4 Way Power Splitter Indoor Multiband 100W (KRF 102 212/4) | DONANIM | RADIO NETWORK | ANTEN | ANTENNA | INDOOR | POWER SPLITTER | X | SEBEKE SATINALMA | 2003-01-12 | 2018-07-18 13:55 | Turkcell İletişim | TSE | TAS1AEA | 1
17064 | TATTO |  | Indoor System | RN SAHA | 5954829 | PSP019784 | K 63 22 641 | 4 Way Power Splitter Indoor Multiband 100W (KRF 102 212/4) | DONANIM | RADIO NETWORK | ANTEN | ANTENNA | INDOOR | POWER SPLITTER | X | SEBEKE SATINALMA | 2003-01-12 | 2018-07-18 13:55 | Turkcell İletişim | TSE | TAS1AEA | 1
17064 | TATTO |  | Indoor System | RN SAHA | 5954834 | PSP019785 | K 63 22 641 | 4 Way Power Splitter Indoor Multiband 100W (KRF 102 212/4) | DONANIM | RADIO NETWORK | ANTEN | ANTENNA | INDOOR | POWER SPLITTER | X | SEBEKE SATINALMA | 2003-01-12 | 2018-07-18 13:55 | Turkcell İletişim | TSE | TAS1AEA | 1
17064 | TATTO |  | Indoor System | RN SAHA | 5954840 | PSP019786 | K 63 22 641 | 4 Way Power Splitter Indoor Multiband 100W (KRF 102 212/4) | DONANIM | RADIO NETWORK | ANTEN | ANTENNA | INDOOR | POWER SPLITTER | X | SEBEKE SATINALMA | 2003-01-12 | 2018-07-18 13:55 | Turkcell İletişim | TSE | TAS1AEA | 1
17064 | TATTO |  | Indoor System | RN SAHA | 5954845 | PSP019787 | K 63 22 641 | 4 Way Power Splitter Indoor Multiband 100W (KRF 102 212/4) | DONANIM | RADIO NETWORK | ANTEN | ANTENNA | INDOOR | POWER SPLITTER | X | SEBEKE SATINALMA | 2003-01-12 | 2018-07-18 13:55 | Turkcell İletişim | TSE | TAS1AEA | 1
17064 | TATTO |  | Indoor System | RN SAHA | 5954850 | PSP019788 | K 63 22 641 | 4 Way Power Splitter Indoor Multiband 100W (KRF 102 212/4) | DONANIM | RADIO NETWORK | ANTEN | ANTENNA | INDOOR | POWER SPLITTER | X | SEBEKE SATINALMA | 2003-01-12 | 2018-07-18 13:55 | Turkcell İletişim | TSE | TAS1AEA | 1
17064 | TATTO |  | Indoor System | RN SAHA | 5954855 | PSP019789 | K 63 22 641 | 4 Way Power Splitter Indoor Multiband 100W (KRF 102 212/4) | DONANIM | RADIO NETWORK | ANTEN | ANTENNA | INDOOR | POWER SPLITTER | X | SEBEKE SATINALMA | 2003-01-12 | 2018-07-18 13:55 | Turkcell İletişim | TSE | TAS1AEA | 1
17064 | TATTO |  | Indoor System | RN SAHA | 5954860 | PSP019790 | K 63 22 641 | 4 Way Power Splitter Indoor Multiband 100W (KRF 102 212/4) | DONANIM | RADIO NETWORK | ANTEN | ANTENNA | INDOOR | POWER SPLITTER | X | SEBEKE SATINALMA | 2003-01-12 | 2018-07-18 13:55 | Turkcell İletişim | TSE | TAS1AEA | 1
17064 | TATTO |  | Indoor System | RN SAHA | 5954865 | PSP019791 | K 63 22 641 | 4 Way Power Splitter Indoor Multiband 100W (KRF 102 212/4) | DONANIM | RADIO NETWORK | ANTEN | ANTENNA | INDOOR | POWER SPLITTER | X | SEBEKE SATINALMA | 2003-01-12 | 2018-07-18 13:55 | Turkcell İletişim | TSE | TAS1AEA | 1
17064 | TATTO |  | Indoor System | RN SAHA | 5954870 | PSP019823 | K 63 22 641 | 4 Way Power Splitter Indoor Multiband 100W (KRF 102 212/4) | DONANIM | RADIO NETWORK | ANTEN | ANTENNA | INDOOR | POWER SPLITTER | X | SEBEKE SATINALMA | 2003-01-12 | 2018-07-18 13:55 | Turkcell İletişim | TSE | TAS1AEA | 1
17064 | TATTO |  | Indoor System | RN SAHA | 5954875 | PSP019824 | K 63 22 641 | 4 Way Power Splitter Indoor Multiband 100W (KRF 102 212/4) | DONANIM | RADIO NETWORK | ANTEN | ANTENNA | INDOOR | POWER SPLITTER | X | SEBEKE SATINALMA | 2003-01-12 | 2018-07-18 13:55 | Turkcell İletişim | TSE | TAS1AEA | 1
17064 | TATTO |  | Indoor System | RN SAHA | 5955130 | PSP015164 | K 63 22 641 | 4 Way Power Splitter Indoor Multiband 100W (KRF 102 212/4) | DONANIM | RADIO NETWORK | ANTEN | ANTENNA | INDOOR | POWER SPLITTER | X | SEBEKE SATINALMA | 2003-01-12 | 2018-07-18 13:55 | Turkcell İletişim | TSE | TAS1AEA | 1
17064 | TATTO |  | Indoor System | RN SAHA | 5955134 | PSP015165 | K 63 22 641 | 4 Way Power Splitter Indoor Multiband 100W (KRF 102 212/4) | DONANIM | RADIO NETWORK | ANTEN | ANTENNA | INDOOR | POWER SPLITTER | X | SEBEKE SATINALMA | 2003-01-12 | 2018-07-18 13:55 | Turkcell İletişim | TSE | TAS1AEA | 1
17064 | TATTO |  | Indoor System | RN SAHA | 5955139 | PSP015166 | K 63 22 641 | 4 Way Power Splitter Indoor Multiband 100W (KRF 102 212/4) | DONANIM | RADIO NETWORK | ANTEN | ANTENNA | INDOOR | POWER SPLITTER | X | SEBEKE SATINALMA | 2003-01-12 | 2018-07-18 13:55 | Turkcell İletişim | TSE | TAS1AEA | 1
17064 | TATTO |  | Indoor System | RN SAHA | 5955144 | PSP015167 | K 63 22 641 | 4 Way Power Splitter Indoor Multiband 100W (KRF 102 212/4) | DONANIM | RADIO NETWORK | ANTEN | ANTENNA | INDOOR | POWER SPLITTER | X | SEBEKE SATINALMA | 2003-01-12 | 2018-07-18 13:55 | Turkcell İletişim | TSE | TAS1AEA | 1
17064 | TATTO |  | Indoor System | RN SAHA | 5955176 | PSP015183 | K 63 22 641 | 4 Way Power Splitter Indoor Multiband 100W (KRF 102 212/4) | DONANIM | RADIO NETWORK | ANTEN | ANTENNA | INDOOR | POWER SPLITTER | X | SEBEKE SATINALMA | 2003-01-12 | 2018-07-18 13:55 | Turkcell İletişim | TSE | TAS1AEA | 1
17064 | TATTO |  | Indoor System | RN SAHA | 5955180 | PSP015184 | K 63 22 641 | 4 Way Power Splitter Indoor Multiband 100W (KRF 102 212/4) | DONANIM | RADIO NETWORK | ANTEN | ANTENNA | INDOOR | POWER SPLITTER | X | SEBEKE SATINALMA | 2003-01-12 | 2018-07-18 13:55 | Turkcell İletişim | TSE | TAS1AEA | 1
17064 | TATTO |  | Indoor System | RN SAHA | 5955196 | PSP015159 | K 63 22 641 | 4 Way Power Splitter Indoor Multiband 100W (KRF 102 212/4) | DONANIM | RADIO NETWORK | ANTEN | ANTENNA | INDOOR | POWER SPLITTER | X | SEBEKE SATINALMA | 2003-01-12 | 2018-07-18 13:55 | Turkcell İletişim | TSE | TAS1AEA | 1
17064 | TATTO |  | Indoor System | RN SAHA | 5955200 | PSP015185 | K 63 22 641 | 4 Way Power Splitter Indoor Multiband 100W (KRF 102 212/4) | DONANIM | RADIO NETWORK | ANTEN | ANTENNA | INDOOR | POWER SPLITTER | X | SEBEKE SATINALMA | 2003-01-12 | 2018-07-18 13:55 | Turkcell İletişim | TSE | TAS1AEA | 1
17064 | TATTO |  | Indoor System | RN SAHA | 5955205 | PSP015186 | K 63 22 641 | 4 Way Power Splitter Indoor Multiband 100W (KRF 102 212/4) | DONANIM | RADIO NETWORK | ANTEN | ANTENNA | INDOOR | POWER SPLITTER | X | SEBEKE SATINALMA | 2003-01-12 | 2018-07-18 13:55 | Turkcell İletişim | TSE | TAS1AEA | 1
17064 | TATTO |  | Indoor System | RN SAHA | 5955210 | PSP015187 | K 63 22 641 | 4 Way Power Splitter Indoor Multiband 100W (KRF 102 212/4) | DONANIM | RADIO NETWORK | ANTEN | ANTENNA | INDOOR | POWER SPLITTER | X | SEBEKE SATINALMA | 2003-01-12 | 2018-07-18 13:55 | Turkcell İletişim | TSE | TAS1AEA | 1
17064 | TATTO |  | Indoor System | RN SAHA | 5955447 | PSP015160 | K 63 22 641 | 4 Way Power Splitter Indoor Multiband 100W (KRF 102 212/4) | DONANIM | RADIO NETWORK | ANTEN | ANTENNA | INDOOR | POWER SPLITTER | X | SEBEKE SATINALMA | 2003-01-12 | 2018-07-18 13:55 | Turkcell İletişim | TSE | TAS1AEA | 1
17064 | TATTO |  | Indoor System | RN SAHA | 5955452 | PSP015161 | K 63 22 641 | 4 Way Power Splitter Indoor Multiband 100W (KRF 102 212/4) | DONANIM | RADIO NETWORK | ANTEN | ANTENNA | INDOOR | POWER SPLITTER | X | SEBEKE SATINALMA | 2003-01-12 | 2018-07-18 13:55 | Turkcell İletişim | TSE | TAS1AEA | 1
17064 | TATTO |  | Indoor System | RN SAHA | 5955457 | PSP015162 | K 63 22 641 | 4 Way Power Splitter Indoor Multiband 100W (KRF 102 212/4) | DONANIM | RADIO NETWORK | ANTEN | ANTENNA | INDOOR | POWER SPLITTER | X | SEBEKE SATINALMA | 2003-01-12 | 2018-07-18 13:55 | Turkcell İletişim | TSE | TAS1AEA | 1
17064 | TATTO |  | Indoor System | RN SAHA | 5955462 | PSP015163 | K 63 22 641 | 4 Way Power Splitter Indoor Multiband 100W (KRF 102 212/4) | DONANIM | RADIO NETWORK | ANTEN | ANTENNA | INDOOR | POWER SPLITTER | X | SEBEKE SATINALMA | 2003-01-12 | 2018-07-18 13:55 | Turkcell İletişim | TSE | TAS1AEA | 1
17064 | TATTO |  | Indoor System | RN SAHA | 6029098 | SBJ41195227 | BMG 907 66/1 | DCCU-12 (INDOOR) | DONANIM | RADIO NETWORK | KABIN VE EKIPMANLARI | RBS | CABINET EQUIPMENT | X | X | SEBEKE SATINALMA | 2008-02-09 | 2018-07-18 15:34 | Turkcell İletişim | TSE | TAS1AEA | 1
17064 | TATTO |  | Indoor System | RN SAHA | 6029940 | SBJ41193110 | BMG 907 66/1 | DCCU-12 (INDOOR) | DONANIM | RADIO NETWORK | KABIN VE EKIPMANLARI | RBS | CABINET EQUIPMENT | X | X | SEBEKE SATINALMA | 2008-02-11 | 2018-07-18 15:34 | Turkcell İletişim | TSE | TAS1AEA | 1
17064 | TATTO |  | Indoor System | RN SAHA | 6030299 | SBJ41193304 | BMG 907 66/1 | DCCU-12 (INDOOR) | DONANIM | RADIO NETWORK | KABIN VE EKIPMANLARI | RBS | CABINET EQUIPMENT | X | X | SEBEKE SATINALMA | 2008-02-09 | 2018-07-18 15:34 | Turkcell İletişim | TSE | TAS1AEA | 1
17064 | TATTO |  | Indoor System | RN SAHA | 6082638 | HDE090008 | BFJBS 102 01/1 | HDSL Modem Cobra HTU-R (4 telli) | DONANIM | TRANSPORT NETWORK | DIGER | XDSL | DESKTOP MODEM | X | X | SEBEKE SATINALMA | 2000-01-12 | 2018-07-18 13:56 | Turkcell İletişim | TSE | TAS1AEA | 1
17064 | TATTO |  | Indoor System | RN SAHA | 6082885 | HDE050014 | BFJBS 102 01/1 | HDSL Modem Cobra HTU-R (4 telli) | DONANIM | TRANSPORT NETWORK | DIGER | XDSL | DESKTOP MODEM | X | X | SEBEKE SATINALMA | 2000-01-12 | 2018-07-18 13:56 | Turkcell İletişim | TSE | TAS1AEA | 1
17064 | TATTO |  | Indoor System | RN SAHA | 6083222 | HDE006243 | BFJBS 102 01/1 | HDSL Modem Cobra HTU-R (4 telli) | DONANIM | TRANSPORT NETWORK | DIGER | XDSL | DESKTOP MODEM | X | X | SEBEKE SATINALMA | 2000-01-12 | 2018-07-18 13:56 | Turkcell İletişim | TSE | TAS1AEA | 1
17064 | TATTO |  | Indoor System | RN SAHA | 6083322 | HDE007526 | BFJBS 102 01/1 | HDSL Modem Cobra HTU-R (4 telli) | DONANIM | TRANSPORT NETWORK | DIGER | XDSL | DESKTOP MODEM | X | X | SEBEKE SATINALMA | 2000-01-12 | 2018-07-18 13:56 | Turkcell İletişim | TSE | TAS1AEA | 1
17064 | TATTO |  | Indoor System | RN SAHA | 6083791 | HDE000561 | BFJBS 102 01/1 | HDSL Modem Cobra HTU-R (4 telli) | DONANIM | TRANSPORT NETWORK | DIGER | XDSL | DESKTOP MODEM | X | X | SEBEKE SATINALMA | 2000-01-12 | 2018-07-18 13:56 | Turkcell İletişim | TSE | TAS1AEA | 1
17064 | TATTO |  | Indoor System | RN SAHA | 6083801 | HDE000603 | BFJBS 102 01/1 | HDSL Modem Cobra HTU-R (4 telli) | DONANIM | TRANSPORT NETWORK | DIGER | XDSL | DESKTOP MODEM | X | X | SEBEKE SATINALMA | 2000-01-12 | 2018-07-18 13:56 | Turkcell İletişim | TSE | TAS1AEA | 1
17064 | TATTO |  | Indoor System | RN SAHA | 6083846 | HDE000662 | BFJBS 102 01/1 | HDSL Modem Cobra HTU-R (4 telli) | DONANIM | TRANSPORT NETWORK | DIGER | XDSL | DESKTOP MODEM | X | X | SEBEKE SATINALMA | 2000-01-12 | 2018-07-18 13:56 | Turkcell İletişim | TSE | TAS1AEA | 1
17064 | TATTO |  | Indoor System | RN SAHA | 6084130 | HDE001416 | BFJBS 102 01/1 | HDSL Modem Cobra HTU-R (4 telli) | DONANIM | TRANSPORT NETWORK | DIGER | XDSL | DESKTOP MODEM | X | X | SEBEKE SATINALMA | 2000-01-12 | 2018-07-18 13:56 | Turkcell İletişim | TSE | TAS1AEA | 1
17064 | TATTO |  | Indoor System | RN SAHA | 6084173 | HDE000037 | BFJBS 102 01/1 | HDSL Modem Cobra HTU-R (4 telli) | DONANIM | TRANSPORT NETWORK | DIGER | XDSL | DESKTOP MODEM | X | X | SEBEKE SATINALMA | 2000-01-12 | 2018-07-18 13:56 | Turkcell İletişim | TSE | TAS1AEA | 1
17064 | TATTO |  | Indoor System | RN SAHA | 6084347 | HDE000213 | BFJBS 102 01/1 | HDSL Modem Cobra HTU-R (4 telli) | DONANIM | TRANSPORT NETWORK | DIGER | XDSL | DESKTOP MODEM | X | X | SEBEKE SATINALMA | 2000-01-12 | 2018-07-18 13:56 | Turkcell İletişim | TSE | TAS1AEA | 1
17064 | TATTO |  | Indoor System | RN SAHA | 6097701 | SBJ41182089 | BMG 907 67/1 | IDM-12 (INDOOR) | DONANIM | RADIO NETWORK | KABIN VE EKIPMANLARI | RBS | CABINET EQUIPMENT | X | X | SEBEKE SATINALMA | 2008-02-09 | 2018-07-18 11:55 | Turkcell İletişim | TSE | TAS1AEA | 1
17064 | TATTO |  | Indoor System | RN SAHA | 6098525 | SBJ41181638 | BMG 907 67/1 | IDM-12 (INDOOR) | DONANIM | RADIO NETWORK | KABIN VE EKIPMANLARI | RBS | CABINET EQUIPMENT | X | X | SEBEKE SATINALMA | 2008-02-11 | 2018-07-18 11:55 | Turkcell İletişim | TSE | TAS1AEA | 1
17064 | TATTO |  | Indoor System | RN SAHA | 6098710 | SBJ41179100 | BMG 907 67/1 | IDM-12 (INDOOR) | DONANIM | RADIO NETWORK | KABIN VE EKIPMANLARI | RBS | CABINET EQUIPMENT | X | X | SEBEKE SATINALMA | 2008-02-11 | 2018-07-18 11:55 | Turkcell İletişim | TSE | TAS1AEA | 1
17064 | TATTO |  | Indoor System | RN SAHA | 6099524 | SBJ41178683 | BMG 907 67/1 | IDM-12 (INDOOR) | DONANIM | RADIO NETWORK | KABIN VE EKIPMANLARI | RBS | CABINET EQUIPMENT | X | X | SEBEKE SATINALMA | 2008-02-09 | 2018-07-18 11:55 | Turkcell İletişim | TSE | TAS1AEA | 1
17064 | TATTO |  | Indoor System | RN SAHA | 6149340 | SBU21186240 | BGM 119 12/1 | FCU-03 (INDOOR) | DONANIM | RADIO NETWORK | KABIN VE EKIPMANLARI | RBS | CABINET EQUIPMENT | X | X | SEBEKE SATINALMA | 2008-02-09 | 2018-07-18 11:55 | Turkcell İletişim | TSE | TAS1AEA | 1
17064 | TATTO |  | Indoor System | RN SAHA | 6151114 | SBU21176990 | BGM 119 12/1 | FCU-03 (INDOOR) | DONANIM | RADIO NETWORK | KABIN VE EKIPMANLARI | RBS | CABINET EQUIPMENT | X | X | SEBEKE SATINALMA | 2003-01-12 | 2018-07-18 11:55 | Turkcell İletişim | TSE | TAS1AEA | 1
17064 | TATTO |  | Indoor System | RN SAHA | 6151887 | SBU21173660 | BGM 119 12/1 | FCU-03 (INDOOR) | DONANIM | RADIO NETWORK | KABIN VE EKIPMANLARI | RBS | CABINET EQUIPMENT | X | X | SEBEKE SATINALMA | 2008-02-09 | 2018-07-18 11:55 | Turkcell İletişim | TSE | TAS1AEA | 1
17064 | TATTO |  | Indoor System | RN SAHA | 6175644 | A584303 | KRE 101 1924/1 | Kathrein Directional Indoor Antenna VPol 806-960/1710-2500 90° 7dBi (800 10248 ve KRE 101 2000/1) | DONANIM | RADIO NETWORK | ANTEN | ANTENNA | INDOOR | PANEL | X | SEBEKE SATINALMA | 2003-01-12 | 2018-07-18 17:39 | Turkcell İletişim | TSE | TAS1AEA | 1
17064 | TATTO |  | Indoor System | RN SAHA | 6175649 | A584304 | KRE 101 1924/1 | Kathrein Directional Indoor Antenna VPol 806-960/1710-2500 90° 7dBi (800 10248 ve KRE 101 2000/1) | DONANIM | RADIO NETWORK | ANTEN | ANTENNA | INDOOR | PANEL | X | SEBEKE SATINALMA | 2003-01-12 | 2018-07-18 17:39 | Turkcell İletişim | TSE | TAS1AEA | 1
17064 | TATTO |  | Indoor System | RN SAHA | 6175655 | A584305 | KRE 101 1924/1 | Kathrein Directional Indoor Antenna VPol 806-960/1710-2500 90° 7dBi (800 10248 ve KRE 101 2000/1) | DONANIM | RADIO NETWORK | ANTEN | ANTENNA | INDOOR | PANEL | X | SEBEKE SATINALMA | 2003-01-12 | 2018-07-18 17:39 | Turkcell İletişim | TSE | TAS1AEA | 1
17064 | TATTO |  | Indoor System | RN SAHA | 6175659 | A584306 | KRE 101 1924/1 | Kathrein Directional Indoor Antenna VPol 806-960/1710-2500 90° 7dBi (800 10248 ve KRE 101 2000/1) | DONANIM | RADIO NETWORK | ANTEN | ANTENNA | INDOOR | PANEL | X | SEBEKE SATINALMA | 2003-01-12 | 2018-07-18 17:39 | Turkcell İletişim | TSE | TAS1AEA | 1
17064 | TATTO |  | Indoor System | RN SAHA | 6175664 | A584307 | KRE 101 1924/1 | Kathrein Directional Indoor Antenna VPol 806-960/1710-2500 90° 7dBi (800 10248 ve KRE 101 2000/1) | DONANIM | RADIO NETWORK | ANTEN | ANTENNA | INDOOR | PANEL | X | SEBEKE SATINALMA | 2003-01-12 | 2018-07-18 17:39 | Turkcell İletişim | TSE | TAS1AEA | 1
17064 | TATTO |  | Indoor System | RN SAHA | 6175669 | A584308 | KRE 101 1924/1 | Kathrein Directional Indoor Antenna VPol 806-960/1710-2500 90° 7dBi (800 10248 ve KRE 101 2000/1) | DONANIM | RADIO NETWORK | ANTEN | ANTENNA | INDOOR | PANEL | X | SEBEKE SATINALMA | 2003-01-12 | 2018-07-18 17:39 | Turkcell İletişim | TSE | TAS1AEA | 1
17064 | TATTO |  | Indoor System | RN SAHA | 6175674 | A584309 | KRE 101 1924/1 | Kathrein Directional Indoor Antenna VPol 806-960/1710-2500 90° 7dBi (800 10248 ve KRE 101 2000/1) | DONANIM | RADIO NETWORK | ANTEN | ANTENNA | INDOOR | PANEL | X | SEBEKE SATINALMA | 2003-01-12 | 2018-07-18 17:39 | Turkcell İletişim | TSE | TAS1AEA | 1
17064 | TATTO |  | Indoor System | RN SAHA | 6175843 | A584217 | KRE 101 1924/1 | Kathrein Directional Indoor Antenna VPol 806-960/1710-2500 90° 7dBi (800 10248 ve KRE 101 2000/1) | DONANIM | RADIO NETWORK | ANTEN | ANTENNA | INDOOR | PANEL | X | SEBEKE SATINALMA | 2003-01-12 | 2018-07-18 17:39 | Turkcell İletişim | TSE | TAS1AEA | 1
17064 | TATTO |  | Indoor System | RN SAHA | 6175848 | A584218 | KRE 101 1924/1 | Kathrein Directional Indoor Antenna VPol 806-960/1710-2500 90° 7dBi (800 10248 ve KRE 101 2000/1) | DONANIM | RADIO NETWORK | ANTEN | ANTENNA | INDOOR | PANEL | X | SEBEKE SATINALMA | 2003-01-12 | 2018-07-18 17:39 | Turkcell İletişim | TSE | TAS1AEA | 1
17064 | TATTO |  | Indoor System | RN SAHA | 6175853 | A584219 | KRE 101 1924/1 | Kathrein Directional Indoor Antenna VPol 806-960/1710-2500 90° 7dBi (800 10248 ve KRE 101 2000/1) | DONANIM | RADIO NETWORK | ANTEN | ANTENNA | INDOOR | PANEL | X | SEBEKE SATINALMA | 2003-01-12 | 2018-07-18 17:39 | Turkcell İletişim | TSE | TAS1AEA | 1
17064 | TATTO |  | Indoor System | RN SAHA | 6175858 | A584220 | KRE 101 1924/1 | Kathrein Directional Indoor Antenna VPol 806-960/1710-2500 90° 7dBi (800 10248 ve KRE 101 2000/1) | DONANIM | RADIO NETWORK | ANTEN | ANTENNA | INDOOR | PANEL | X | SEBEKE SATINALMA | 2003-01-12 | 2018-07-18 17:39 | Turkcell İletişim | TSE | TAS1AEA | 1
17064 | TATTO |  | Indoor System | RN SAHA | 6175863 | A584221 | KRE 101 1924/1 | Kathrein Directional Indoor Antenna VPol 806-960/1710-2500 90° 7dBi (800 10248 ve KRE 101 2000/1) | DONANIM | RADIO NETWORK | ANTEN | ANTENNA | INDOOR | PANEL | X | SEBEKE SATINALMA | 2003-01-12 | 2018-07-18 17:39 | Turkcell İletişim | TSE | TAS1AEA | 1
17064 | TATTO |  | Indoor System | RN SAHA | 6175868 | A584222 | KRE 101 1924/1 | Kathrein Directional Indoor Antenna VPol 806-960/1710-2500 90° 7dBi (800 10248 ve KRE 101 2000/1) | DONANIM | RADIO NETWORK | ANTEN | ANTENNA | INDOOR | PANEL | X | SEBEKE SATINALMA | 2003-01-12 | 2018-07-18 17:39 | Turkcell İletişim | TSE | TAS1AEA | 1
17064 | TATTO |  | Indoor System | RN SAHA | 6175873 | A584223 | KRE 101 1924/1 | Kathrein Directional Indoor Antenna VPol 806-960/1710-2500 90° 7dBi (800 10248 ve KRE 101 2000/1) | DONANIM | RADIO NETWORK | ANTEN | ANTENNA | INDOOR | PANEL | X | SEBEKE SATINALMA | 2003-01-12 | 2018-07-18 17:39 | Turkcell İletişim | TSE | TAS1AEA | 1
17064 | TATTO |  | Indoor System | RN SAHA | 6175877 | A584224 | KRE 101 1924/1 | Kathrein Directional Indoor Antenna VPol 806-960/1710-2500 90° 7dBi (800 10248 ve KRE 101 2000/1) | DONANIM | RADIO NETWORK | ANTEN | ANTENNA | INDOOR | PANEL | X | SEBEKE SATINALMA | 2003-01-12 | 2018-07-18 17:39 | Turkcell İletişim | TSE | TAS1AEA | 1
17064 | TATTO |  | Indoor System | RN SAHA | 6175881 | A584302 | KRE 101 1924/1 | Kathrein Directional Indoor Antenna VPol 806-960/1710-2500 90° 7dBi (800 10248 ve KRE 101 2000/1) | DONANIM | RADIO NETWORK | ANTEN | ANTENNA | INDOOR | PANEL | X | SEBEKE SATINALMA | 2003-01-12 | 2018-07-18 17:39 | Turkcell İletişim | TSE | TAS1AEA | 1
17064 | TATTO |  | Indoor System | RN SAHA | 6176109 | A583625 | KRE 101 1924/1 | Kathrein Directional Indoor Antenna VPol 806-960/1710-2500 90° 7dBi (800 10248 ve KRE 101 2000/1) | DONANIM | RADIO NETWORK | ANTEN | ANTENNA | INDOOR | PANEL | X | SEBEKE SATINALMA | 2003-01-12 | 2018-07-18 17:39 | Turkcell İletişim | TSE | TAS1AEA | 1
17064 | TATTO |  | Indoor System | RN SAHA | 6176541 | A583621 | KRE 101 1924/1 | Kathrein Directional Indoor Antenna VPol 806-960/1710-2500 90° 7dBi (800 10248 ve KRE 101 2000/1) | DONANIM | RADIO NETWORK | ANTEN | ANTENNA | INDOOR | PANEL | X | SEBEKE SATINALMA | 2003-01-12 | 2018-07-18 17:39 | Turkcell İletişim | TSE | TAS1AEA | 1
17064 | TATTO |  | Indoor System | RN SAHA | 6176546 | A583622 | KRE 101 1924/1 | Kathrein Directional Indoor Antenna VPol 806-960/1710-2500 90° 7dBi (800 10248 ve KRE 101 2000/1) | DONANIM | RADIO NETWORK | ANTEN | ANTENNA | INDOOR | PANEL | X | SEBEKE SATINALMA | 2003-01-12 | 2018-07-18 17:39 | Turkcell İletişim | TSE | TAS1AEA | 1
17064 | TATTO |  | Indoor System | RN SAHA | 6176551 | A583623 | KRE 101 1924/1 | Kathrein Directional Indoor Antenna VPol 806-960/1710-2500 90° 7dBi (800 10248 ve KRE 101 2000/1) | DONANIM | RADIO NETWORK | ANTEN | ANTENNA | INDOOR | PANEL | X | SEBEKE SATINALMA | 2003-01-12 | 2018-07-18 17:39 | Turkcell İletişim | TSE | TAS1AEA | 1
17064 | TATTO |  | Indoor System | RN SAHA | 6176556 | A583624 | KRE 101 1924/1 | Kathrein Directional Indoor Antenna VPol 806-960/1710-2500 90° 7dBi (800 10248 ve KRE 101 2000/1) | DONANIM | RADIO NETWORK | ANTEN | ANTENNA | INDOOR | PANEL | X | SEBEKE SATINALMA | 2003-01-12 | 2018-07-18 17:39 | Turkcell İletişim | TSE | TAS1AEA | 1
17064 | TATTO |  | Indoor System | RN SAHA | 6176574 | A583595 | KRE 101 1924/1 | Kathrein Directional Indoor Antenna VPol 806-960/1710-2500 90° 7dBi (800 10248 ve KRE 101 2000/1) | DONANIM | RADIO NETWORK | ANTEN | ANTENNA | INDOOR | PANEL | X | SEBEKE SATINALMA | 2003-01-12 | 2018-07-18 17:39 | Turkcell İletişim | TSE | TAS1AEA | 1
17064 | TATTO |  | Indoor System | RN SAHA | 6176579 | A583596 | KRE 101 1924/1 | Kathrein Directional Indoor Antenna VPol 806-960/1710-2500 90° 7dBi (800 10248 ve KRE 101 2000/1) | DONANIM | RADIO NETWORK | ANTEN | ANTENNA | INDOOR | PANEL | X | SEBEKE SATINALMA | 2003-01-12 | 2018-07-18 17:39 | Turkcell İletişim | TSE | TAS1AEA | 1
17064 | TATTO |  | Indoor System | RN SAHA | 6176584 | A583597 | KRE 101 1924/1 | Kathrein Directional Indoor Antenna VPol 806-960/1710-2500 90° 7dBi (800 10248 ve KRE 101 2000/1) | DONANIM | RADIO NETWORK | ANTEN | ANTENNA | INDOOR | PANEL | X | SEBEKE SATINALMA | 2003-01-12 | 2018-07-18 17:39 | Turkcell İletişim | TSE | TAS1AEA | 1
17064 | TATTO |  | Indoor System | RN SAHA | 6176590 | A583598 | KRE 101 1924/1 | Kathrein Directional Indoor Antenna VPol 806-960/1710-2500 90° 7dBi (800 10248 ve KRE 101 2000/1) | DONANIM | RADIO NETWORK | ANTEN | ANTENNA | INDOOR | PANEL | X | SEBEKE SATINALMA | 2003-01-12 | 2018-07-18 17:39 | Turkcell İletişim | TSE | TAS1AEA | 1
17064 | TATTO |  | Indoor System | RN SAHA | 6176595 | A583599 | KRE 101 1924/1 | Kathrein Directional Indoor Antenna VPol 806-960/1710-2500 90° 7dBi (800 10248 ve KRE 101 2000/1) | DONANIM | RADIO NETWORK | ANTEN | ANTENNA | INDOOR | PANEL | X | SEBEKE SATINALMA | 2003-01-12 | 2018-07-18 17:39 | Turkcell İletişim | TSE | TAS1AEA | 1
17064 | TATTO |  | Indoor System | RN SAHA | 6176600 | A583600 | KRE 101 1924/1 | Kathrein Directional Indoor Antenna VPol 806-960/1710-2500 90° 7dBi (800 10248 ve KRE 101 2000/1) | DONANIM | RADIO NETWORK | ANTEN | ANTENNA | INDOOR | PANEL | X | SEBEKE SATINALMA | 2003-01-12 | 2018-07-18 17:39 | Turkcell İletişim | TSE | TAS1AEA | 1
17064 | TATTO |  | Indoor System | RN SAHA | 6176605 | A583601 | KRE 101 1924/1 | Kathrein Directional Indoor Antenna VPol 806-960/1710-2500 90° 7dBi (800 10248 ve KRE 101 2000/1) | DONANIM | RADIO NETWORK | ANTEN | ANTENNA | INDOOR | PANEL | X | SEBEKE SATINALMA | 2003-01-12 | 2018-07-18 17:39 | Turkcell İletişim | TSE | TAS1AEA | 1
17064 | TATTO |  | Indoor System | RN SAHA | 6176610 | A583602 | KRE 101 1924/1 | Kathrein Directional Indoor Antenna VPol 806-960/1710-2500 90° 7dBi (800 10248 ve KRE 101 2000/1) | DONANIM | RADIO NETWORK | ANTEN | ANTENNA | INDOOR | PANEL | X | SEBEKE SATINALMA | 2003-01-12 | 2018-07-18 17:39 | Turkcell İletişim | TSE | TAS1AEA | 1
17064 | TATTO |  | Indoor System | RN SAHA | 6176615 | A583603 | KRE 101 1924/1 | Kathrein Directional Indoor Antenna VPol 806-960/1710-2500 90° 7dBi (800 10248 ve KRE 101 2000/1) | DONANIM | RADIO NETWORK | ANTEN | ANTENNA | INDOOR | PANEL | X | SEBEKE SATINALMA | 2003-01-12 | 2018-07-18 17:39 | Turkcell İletişim | TSE | TAS1AEA | 1
17064 | TATTO |  | Indoor System | RN SAHA | 6176620 | A583604 | KRE 101 1924/1 | Kathrein Directional Indoor Antenna VPol 806-960/1710-2500 90° 7dBi (800 10248 ve KRE 101 2000/1) | DONANIM | RADIO NETWORK | ANTEN | ANTENNA | INDOOR | PANEL | X | SEBEKE SATINALMA | 2003-01-12 | 2018-07-18 17:39 | Turkcell İletişim | TSE | TAS1AEA | 1
17064 | TATTO |  | Indoor System | RN SAHA | 6176625 | A583605 | KRE 101 1924/1 | Kathrein Directional Indoor Antenna VPol 806-960/1710-2500 90° 7dBi (800 10248 ve KRE 101 2000/1) | DONANIM | RADIO NETWORK | ANTEN | ANTENNA | INDOOR | PANEL | X | SEBEKE SATINALMA | 2003-01-12 | 2018-07-18 17:39 | Turkcell İletişim | TSE | TAS1AEA | 1
17064 | TATTO |  | Indoor System | RN SAHA | 6176630 | A583606 | KRE 101 1924/1 | Kathrein Directional Indoor Antenna VPol 806-960/1710-2500 90° 7dBi (800 10248 ve KRE 101 2000/1) | DONANIM | RADIO NETWORK | ANTEN | ANTENNA | INDOOR | PANEL | X | SEBEKE SATINALMA | 2003-01-12 | 2018-07-18 17:39 | Turkcell İletişim | TSE | TAS1AEA | 1
17064 | TATTO |  | Indoor System | RN SAHA | 6176634 | A583607 | KRE 101 1924/1 | Kathrein Directional Indoor Antenna VPol 806-960/1710-2500 90° 7dBi (800 10248 ve KRE 101 2000/1) | DONANIM | RADIO NETWORK | ANTEN | ANTENNA | INDOOR | PANEL | X | SEBEKE SATINALMA | 2003-01-12 | 2018-07-18 17:39 | Turkcell İletişim | TSE | TAS1AEA | 1
17064 | TATTO |  | Indoor System | RN SAHA | 6176639 | A583608 | KRE 101 1924/1 | Kathrein Directional Indoor Antenna VPol 806-960/1710-2500 90° 7dBi (800 10248 ve KRE 101 2000/1) | DONANIM | RADIO NETWORK | ANTEN | ANTENNA | INDOOR | PANEL | X | SEBEKE SATINALMA | 2003-01-12 | 2018-07-18 17:39 | Turkcell İletişim | TSE | TAS1AEA | 1
17064 | TATTO |  | Indoor System | RN SAHA | 6176644 | A583609 | KRE 101 1924/1 | Kathrein Directional Indoor Antenna VPol 806-960/1710-2500 90° 7dBi (800 10248 ve KRE 101 2000/1) | DONANIM | RADIO NETWORK | ANTEN | ANTENNA | INDOOR | PANEL | X | SEBEKE SATINALMA | 2003-01-12 | 2018-07-18 17:39 | Turkcell İletişim | TSE | TAS1AEA | 1
17064 | TATTO |  | Indoor System | RN SAHA | 6176648 | A583610 | KRE 101 1924/1 | Kathrein Directional Indoor Antenna VPol 806-960/1710-2500 90° 7dBi (800 10248 ve KRE 101 2000/1) | DONANIM | RADIO NETWORK | ANTEN | ANTENNA | INDOOR | PANEL | X | SEBEKE SATINALMA | 2003-01-12 | 2018-07-18 17:39 | Turkcell İletişim | TSE | TAS1AEA | 1
17064 | TATTO |  | Indoor System | RN SAHA | 6176653 | A583611 | KRE 101 1924/1 | Kathrein Directional Indoor Antenna VPol 806-960/1710-2500 90° 7dBi (800 10248 ve KRE 101 2000/1) | DONANIM | RADIO NETWORK | ANTEN | ANTENNA | INDOOR | PANEL | X | SEBEKE SATINALMA | 2003-01-12 | 2018-07-18 17:39 | Turkcell İletişim | TSE | TAS1AEA | 1
17064 | TATTO |  | Indoor System | RN SAHA | 6176658 | A583612 | KRE 101 1924/1 | Kathrein Directional Indoor Antenna VPol 806-960/1710-2500 90° 7dBi (800 10248 ve KRE 101 2000/1) | DONANIM | RADIO NETWORK | ANTEN | ANTENNA | INDOOR | PANEL | X | SEBEKE SATINALMA | 2003-01-12 | 2018-07-18 17:39 | Turkcell İletişim | TSE | TAS1AEA | 1
17064 | TATTO |  | Indoor System | RN SAHA | 6176663 | A583613 | KRE 101 1924/1 | Kathrein Directional Indoor Antenna VPol 806-960/1710-2500 90° 7dBi (800 10248 ve KRE 101 2000/1) | DONANIM | RADIO NETWORK | ANTEN | ANTENNA | INDOOR | PANEL | X | SEBEKE SATINALMA | 2003-01-12 | 2018-07-18 17:39 | Turkcell İletişim | TSE | TAS1AEA | 1
17064 | TATTO |  | Indoor System | RN SAHA | 6176669 | A583614 | KRE 101 1924/1 | Kathrein Directional Indoor Antenna VPol 806-960/1710-2500 90° 7dBi (800 10248 ve KRE 101 2000/1) | DONANIM | RADIO NETWORK | ANTEN | ANTENNA | INDOOR | PANEL | X | SEBEKE SATINALMA | 2003-01-12 | 2018-07-18 17:39 | Turkcell İletişim | TSE | TAS1AEA | 1
17064 | TATTO |  | Indoor System | RN SAHA | 6176674 | A583615 | KRE 101 1924/1 | Kathrein Directional Indoor Antenna VPol 806-960/1710-2500 90° 7dBi (800 10248 ve KRE 101 2000/1) | DONANIM | RADIO NETWORK | ANTEN | ANTENNA | INDOOR | PANEL | X | SEBEKE SATINALMA | 2003-01-12 | 2018-07-18 17:39 | Turkcell İletişim | TSE | TAS1AEA | 1
17064 | TATTO |  | Indoor System | RN SAHA | 6176679 | A583616 | KRE 101 1924/1 | Kathrein Directional Indoor Antenna VPol 806-960/1710-2500 90° 7dBi (800 10248 ve KRE 101 2000/1) | DONANIM | RADIO NETWORK | ANTEN | ANTENNA | INDOOR | PANEL | X | SEBEKE SATINALMA | 2003-01-12 | 2018-07-18 17:39 | Turkcell İletişim | TSE | TAS1AEA | 1
17064 | TATTO |  | Indoor System | RN SAHA | 6176684 | A583617 | KRE 101 1924/1 | Kathrein Directional Indoor Antenna VPol 806-960/1710-2500 90° 7dBi (800 10248 ve KRE 101 2000/1) | DONANIM | RADIO NETWORK | ANTEN | ANTENNA | INDOOR | PANEL | X | SEBEKE SATINALMA | 2003-01-12 | 2018-07-18 17:39 | Turkcell İletişim | TSE | TAS1AEA | 1
17064 | TATTO |  | Indoor System | RN SAHA | 6176689 | A583618 | KRE 101 1924/1 | Kathrein Directional Indoor Antenna VPol 806-960/1710-2500 90° 7dBi (800 10248 ve KRE 101 2000/1) | DONANIM | RADIO NETWORK | ANTEN | ANTENNA | INDOOR | PANEL | X | SEBEKE SATINALMA | 2003-01-12 | 2018-07-18 17:39 | Turkcell İletişim | TSE | TAS1AEA | 1
17064 | TATTO |  | Indoor System | RN SAHA | 6176693 | A583619 | KRE 101 1924/1 | Kathrein Directional Indoor Antenna VPol 806-960/1710-2500 90° 7dBi (800 10248 ve KRE 101 2000/1) | DONANIM | RADIO NETWORK | ANTEN | ANTENNA | INDOOR | PANEL | X | SEBEKE SATINALMA | 2003-01-12 | 2018-07-18 17:39 | Turkcell İletişim | TSE | TAS1AEA | 1
17064 | TATTO |  | Indoor System | RN SAHA | 6176698 | A583620 | KRE 101 1924/1 | Kathrein Directional Indoor Antenna VPol 806-960/1710-2500 90° 7dBi (800 10248 ve KRE 101 2000/1) | DONANIM | RADIO NETWORK | ANTEN | ANTENNA | INDOOR | PANEL | X | SEBEKE SATINALMA | 2003-01-12 | 2018-07-18 17:39 | Turkcell İletişim | TSE | TAS1AEA | 1
17064 | TATTO |  | Indoor System | RN SAHA | 6337110 | SCB4U781001 | KDU 137 596/2 | Site Integration Unit 02, SIU-02 | DONANIM | RADIO NETWORK | KABIN VE EKIPMANLARI | RBS | CABINET EQUIPMENT | INDOOR UNIT | X | SEBEKE SATINALMA | 2014-09-22 | 2018-07-18 12:03 | Turkcell İletişim | TSE | TAS1AEA | 1
17064 | TATTO |  | Indoor System | RN SAHA | 6338534 | SA2310DD7R4 | ROJ 208 1311/1 | MMU3 A | DONANIM | TRANSPORT NETWORK | BOARD AND CARD | MW RL | MODEM | INDOOR UNIT | ML TN | SEBEKE SATINALMA | 2014-07-18 | 2018-12-05 10:55 | Turkcell İletişim | TSE | TAS1AEA | 1
17064 | TATTO |  | Indoor System | RN SAHA | 6490440 | SA2310C0Y46 | ROJR 211 007/1 | ETU3 (AMM 2P B, AMM 6P C/D) | DONANIM | TRANSPORT NETWORK | BOARD AND CARD | MW RL | CARD | INDOOR UNIT | ML TN | SEBEKE SATINALMA | 2013-11-14 | 2018-07-18 12:33 | Turkcell İletişim | TSE | TAS1AEA | 1
17064 | TATTO |  | Indoor System | RN SAHA | 6652315 | SC081095624 | ROJR 219 011/1 | FAU2 (included in 6p B kit). | DONANIM | TRANSPORT NETWORK | BOARD AND CARD | MW RL | CARD | INDOOR UNIT | ML TN | SEBEKE SATINALMA | 2008-04-09 | 2018-07-18 13:09 | Turkcell İletişim | TSE | TAS1AEA | 1
17064 | TATTO |  | Indoor System | RN SAHA | 6665564 | SX76S020875 | ROJR 219 011/1 | FAU2 (included in 6p B kit). | DONANIM | TRANSPORT NETWORK | BOARD AND CARD | MW RL | CARD | INDOOR UNIT | ML TN | SEBEKE SATINALMA | 2010-03-09 | 2018-07-18 13:13 | Turkcell İletişim | TSE | TAS1AEA | 1
17064 | TATTO |  | Indoor System | RN SAHA | 6733867 | GSE150718 | KAPI SENSORU | Kapı Sensörü | DONANIM | RADIO NETWORK | KONTEYNER | SITEPREP | CONTAINER | AUXILIARY MAT | X | SEBEKE SATINALMA | 2003-01-12 | 2018-07-18 13:48 | Turkcell İletişim | TSE | TAS1AEA | 1
17064 | TATTO |  | Indoor System | RN SAHA | 6733872 | GSE150719 | KAPI SENSORU | Kapı Sensörü | DONANIM | RADIO NETWORK | KONTEYNER | SITEPREP | CONTAINER | AUXILIARY MAT | X | SEBEKE SATINALMA | 2003-01-12 | 2018-07-18 13:48 | Turkcell İletişim | TSE | TAS1AEA | 1
17064 | TATTO |  | Indoor System | RN SAHA | 6733879 | GSE150720 | KAPI SENSORU | Kapı Sensörü | DONANIM | RADIO NETWORK | KONTEYNER | SITEPREP | CONTAINER | AUXILIARY MAT | X | SEBEKE SATINALMA | 2003-01-12 | 2018-07-18 13:48 | Turkcell İletişim | TSE | TAS1AEA | 1
17064 | TATTO |  | Indoor System | RN SAHA | 6804096 | 100604100009 | RDH 901 20/D0210 | SFP GB-LX 1310nm | DONANIM | TRANSPORT NETWORK | DIGER | MW RL | SFP | INDOOR UNIT | ML TN | SEBEKE SATINALMA | 2010-05-28 | 2018-07-18 12:28 | Turkcell İletişim | TSE | TAS1AEA | 1
17064 | TATTO |  | Indoor System | RN SAHA | 6815442 | AKU853506 | 12V100AH | AKU 12V 100Ah UZUN TIP | DONANIM | RADIO NETWORK | ENERJI SAGLAYICILARI VE EKIPMANLARI | POWER | BATTERY | X | X | SEBEKE SATINALMA | 2008-04-25 | 2018-07-18 16:27 | Turkcell İletişim | TSE | TAS1AEA | 1
17064 | TATTO |  | Indoor System | RN SAHA | 6842987 | STR46158919 | KRC 161 149/1 | RBS 2216 DRU ,TRANSCEIVER-EGSM | DONANIM | RADIO NETWORK | KABIN VE EKIPMANLARI | RBS | CABINET EQUIPMENT | TRU-X | DRU | SEBEKE SATINALMA | 2007-07-27 | 2018-07-18 17:51 | Turkcell İletişim | TSE | TAS1AEA | 1
17064 | TATTO |  | Indoor System | RN SAHA | 6855195 | STR46840752 | KRC 161 149/1 | RBS 2216 DRU ,TRANSCEIVER-EGSM | DONANIM | RADIO NETWORK | KABIN VE EKIPMANLARI | RBS | CABINET EQUIPMENT | TRU-X | DRU | SEBEKE SATINALMA | 2008-04-09 | 2018-07-18 17:51 | Turkcell İletişim | TSE | TAS1AEA | 1
17064 | TATTO |  | Indoor System | RN SAHA | 6880211 | SC081272604 | ROJR 219 014/1 | PFU3 B (for AMM 6p C) | DONANIM | TRANSPORT NETWORK | BOARD AND CARD | MW RL | CARD | INDOOR UNIT | ML TN | SEBEKE SATINALMA | 2009-03-18 | 2018-07-18 17:27 | Turkcell İletişim | TSE | TAS1AEA | 1
17064 | TATTO |  | Indoor System | RN SAHA | 6885519 | ST781346385 | ROJR 219 014/1 | PFU3 B (for AMM 6p C) | DONANIM | TRANSPORT NETWORK | BOARD AND CARD | MW RL | CARD | INDOOR UNIT | ML TN | SEBEKE SATINALMA | 2008-03-19 | 2018-07-18 17:28 | Turkcell İletişim | TSE | TAS1AEA | 1
17064 | TATTO |  | Indoor System | RN SAHA | 6886641 | ST710283257 | ROJR 219 014/1 | PFU3 B (for AMM 6p C) | DONANIM | TRANSPORT NETWORK | BOARD AND CARD | MW RL | CARD | INDOOR UNIT | ML TN | SEBEKE SATINALMA | 2008-04-09 | 2018-07-18 17:27 | Turkcell İletişim | TSE | TAS1AEA | 1
17064 | TATTO |  | Indoor System | RN SAHA | 6894718 | ST710675587 | ROJR 219 014/1 | PFU3 B (for AMM 6p C) | DONANIM | TRANSPORT NETWORK | BOARD AND CARD | MW RL | CARD | INDOOR UNIT | ML TN | SEBEKE SATINALMA | 2010-03-09 | 2018-07-18 17:27 | Turkcell İletişim | TSE | TAS1AEA | 1
17064 | TATTO |  | Indoor System | RN SAHA | 6924163 | AKU852903 | 12V100AH | AKU 12V 100Ah UZUN TIP | DONANIM | RADIO NETWORK | ENERJI SAGLAYICILARI VE EKIPMANLARI | POWER | BATTERY | X | X | SEBEKE SATINALMA | 2008-04-25 | 2018-07-18 16:26 | Turkcell İletişim | TSE | TAS1AEA | 1
17064 | TATTO |  | Indoor System | RN SAHA | 6924168 | AKU852904 | 12V100AH | AKU 12V 100Ah UZUN TIP | DONANIM | RADIO NETWORK | ENERJI SAGLAYICILARI VE EKIPMANLARI | POWER | BATTERY | X | X | SEBEKE SATINALMA | 2008-04-25 | 2018-07-18 16:26 | Turkcell İletişim | TSE | TAS1AEA | 1
17064 | TATTO |  | Indoor System | RN SAHA | 6924173 | AKU852905 | 12V100AH | AKU 12V 100Ah UZUN TIP | DONANIM | RADIO NETWORK | ENERJI SAGLAYICILARI VE EKIPMANLARI | POWER | BATTERY | X | X | SEBEKE SATINALMA | 2008-04-25 | 2018-07-18 16:26 | Turkcell İletişim | TSE | TAS1AEA | 1
17064 | TATTO |  | Indoor System | RN SAHA | 6932381 | AKU852911 | 12V100AH | AKU 12V 100Ah UZUN TIP | DONANIM | RADIO NETWORK | ENERJI SAGLAYICILARI VE EKIPMANLARI | POWER | BATTERY | X | X | SEBEKE SATINALMA | 2008-04-25 | 2018-07-18 16:26 | Turkcell İletişim | TSE | TAS1AEA | 1
17064 | TATTO |  | Indoor System | RN SAHA | 6932387 | AKU852914 | 12V100AH | AKU 12V 100Ah UZUN TIP | DONANIM | RADIO NETWORK | ENERJI SAGLAYICILARI VE EKIPMANLARI | POWER | BATTERY | X | X | SEBEKE SATINALMA | 2008-04-25 | 2018-07-18 16:26 | Turkcell İletişim | TSE | TAS1AEA | 1
17064 | TATTO |  | Indoor System | RN SAHA | 6932392 | AKU852915 | 12V100AH | AKU 12V 100Ah UZUN TIP | DONANIM | RADIO NETWORK | ENERJI SAGLAYICILARI VE EKIPMANLARI | POWER | BATTERY | X | X | SEBEKE SATINALMA | 2008-04-25 | 2018-07-18 16:26 | Turkcell İletişim | TSE | TAS1AEA | 1
17064 | TATTO |  | Indoor System | RN SAHA | 6932397 | AKU852916 | 12V100AH | AKU 12V 100Ah UZUN TIP | DONANIM | RADIO NETWORK | ENERJI SAGLAYICILARI VE EKIPMANLARI | POWER | BATTERY | X | X | SEBEKE SATINALMA | 2008-04-25 | 2018-07-18 16:26 | Turkcell İletişim | TSE | TAS1AEA | 1
17064 | TATTO |  | Indoor System | RN SAHA | 6932402 | AKU852917 | 12V100AH | AKU 12V 100Ah UZUN TIP | DONANIM | RADIO NETWORK | ENERJI SAGLAYICILARI VE EKIPMANLARI | POWER | BATTERY | X | X | SEBEKE SATINALMA | 2008-04-25 | 2018-07-18 16:26 | Turkcell İletişim | TSE | TAS1AEA | 1
17064 | TATTO |  | Indoor System | RN SAHA | 6932407 | AKU852918 | 12V100AH | AKU 12V 100Ah UZUN TIP | DONANIM | RADIO NETWORK | ENERJI SAGLAYICILARI VE EKIPMANLARI | POWER | BATTERY | X | X | SEBEKE SATINALMA | 2008-04-25 | 2018-07-18 16:26 | Turkcell İletişim | TSE | TAS1AEA | 1
17064 | TATTO |  | Indoor System | RN SAHA | 6932412 | AKU852919 | 12V100AH | AKU 12V 100Ah UZUN TIP | DONANIM | RADIO NETWORK | ENERJI SAGLAYICILARI VE EKIPMANLARI | POWER | BATTERY | X | X | SEBEKE SATINALMA | 2008-04-25 | 2018-07-18 16:26 | Turkcell İletişim | TSE | TAS1AEA | 1
17064 | TATTO |  | Indoor System | RN SAHA | 6932418 | AKU852920 | 12V100AH | AKU 12V 100Ah UZUN TIP | DONANIM | RADIO NETWORK | ENERJI SAGLAYICILARI VE EKIPMANLARI | POWER | BATTERY | X | X | SEBEKE SATINALMA | 2008-04-25 | 2018-07-18 16:26 | Turkcell İletişim | TSE | TAS1AEA | 1
17064 | TATTO |  | Indoor System | RN SAHA | 6932423 | AKU852921 | 12V100AH | AKU 12V 100Ah UZUN TIP | DONANIM | RADIO NETWORK | ENERJI SAGLAYICILARI VE EKIPMANLARI | POWER | BATTERY | X | X | SEBEKE SATINALMA | 2008-04-25 | 2018-07-18 16:26 | Turkcell İletişim | TSE | TAS1AEA | 1
17064 | TATTO |  | Indoor System | RN SAHA | 6962825 | ST781357846 | ROJR 208 002/3 | LTU 16/1 | DONANIM | TRANSPORT NETWORK | BOARD AND CARD | MW RL | CARD | INDOOR UNIT | ML TN | SEBEKE SATINALMA | 2008-06-06 | 2018-07-18 16:47 | Turkcell İletişim | TSE | TAS1AEA | 1
17064 | TATTO |  | Indoor System | RN SAHA | 6964310 | ST710474701 | ROJR 208 002/3 | LTU 16/1 | DONANIM | TRANSPORT NETWORK | BOARD AND CARD | MW RL | CARD | INDOOR UNIT | ML TN | SEBEKE SATINALMA | 2009-04-28 | 2018-07-18 16:47 | Turkcell İletişim | TSE | TAS1AEA | 1
17064 | TATTO |  | Indoor System | RN SAHA | 6984768 | SA2310680H2 | UKL 401 72/12 | RAU2 X 38/12 kit, 128QAM | DONANIM | TRANSPORT NETWORK | DIGER | MW RL | RAU | OUTDOOR UNIT | 38 GHZ | SEBEKE SATINALMA | 2010-10-09 | 2018-07-18 12:51 | Turkcell İletişim | TSE | TAS1AEA | 1
17064 | TATTO |  | Indoor System | RN SAHA | 6996995 | SA23108R6ZM | UKL 401 72/12 | RAU2 X 38/12 kit, 128QAM | DONANIM | TRANSPORT NETWORK | DIGER | MW RL | RAU | OUTDOOR UNIT | 38 GHZ | SEBEKE SATINALMA | 2011-11-18 | 2018-07-18 12:51 | Turkcell İletişim | TSE | TAS1AEA | 1
17064 | TATTO |  | Indoor System | RN SAHA | 7028878 | MLC372892 | UKY 210 61/SC15 | 0.2 m HP antenna 38 GHz | DONANIM | TRANSPORT NETWORK | ANTEN | MW RL | OUTDOOR | OUTDOOR UNIT | 38 GHZ | SEBEKE SATINALMA | 2000-01-12 | 2018-07-18 16:00 | Turkcell İletişim | TSE | TAS1AEA | 1
17064 | TATTO |  | Indoor System | RN SAHA | 7028883 | MLC372895 | UKY 210 61/SC15 | 0.2 m HP antenna 38 GHz | DONANIM | TRANSPORT NETWORK | ANTEN | MW RL | OUTDOOR | OUTDOOR UNIT | 38 GHZ | SEBEKE SATINALMA | 2000-01-12 | 2018-07-18 16:00 | Turkcell İletişim | TSE | TAS1AEA | 1
17064 | TATTO |  | Indoor System | RN SAHA | 7031384 | SCR90858296 | ROJR 211 006/1 | NPU3 B | DONANIM | TRANSPORT NETWORK | BOARD AND CARD | MW RL | CARD | INDOOR UNIT | ML TN | SEBEKE SATINALMA | 2011-09-21 | 2018-07-18 15:33 | Turkcell İletişim | TSE | TAS1AEA | 1
17064 | TATTO |  | Indoor System | RN SAHA | 7048188 | AKU851831 | 12V100AH | AKU 12V 100Ah UZUN TIP | DONANIM | RADIO NETWORK | ENERJI SAGLAYICILARI VE EKIPMANLARI | POWER | BATTERY | X | X | SEBEKE SATINALMA | 2008-04-24 | 2018-07-18 16:26 | Turkcell İletişim | TSE | TAS1AEA | 1
17064 | TATTO |  | Indoor System | RN SAHA | 7048198 | AKU851835 | 12V100AH | AKU 12V 100Ah UZUN TIP | DONANIM | RADIO NETWORK | ENERJI SAGLAYICILARI VE EKIPMANLARI | POWER | BATTERY | X | X | SEBEKE SATINALMA | 2008-04-24 | 2018-07-18 16:26 | Turkcell İletişim | TSE | TAS1AEA | 1
17064 | TATTO |  | Indoor System | RN SAHA | 7048203 | AKU851836 | 12V100AH | AKU 12V 100Ah UZUN TIP | DONANIM | RADIO NETWORK | ENERJI SAGLAYICILARI VE EKIPMANLARI | POWER | BATTERY | X | X | SEBEKE SATINALMA | 2008-04-24 | 2018-07-18 16:26 | Turkcell İletişim | TSE | TAS1AEA | 1
17064 | TATTO |  | Indoor System | RN SAHA | 7108036 | SA2310C8WT2 | ROJ 208 1308/1 | MMU2H | DONANIM | TRANSPORT NETWORK | BOARD AND CARD | MW RL | MODEM | INDOOR UNIT | ML TN | SEBEKE SATINALMA | 2014-03-05 | 2018-12-05 10:51 | Turkcell İletişim | TSE | TAS1AEA | 1
17064 | TATTO |  | Indoor System | RN SAHA | 7108116 | STU8CF74390 | SEB 104 112/1 M48 | RBS 2216 -48V CABINET. | DONANIM | RADIO NETWORK | KABIN VE EKIPMANLARI | RBS | CABINET | X | X | SEBEKE SATINALMA | 2008-02-09 | 2018-07-18 13:12 | Turkcell İletişim | TSE | TAS1AEA | 1
17064 | TATTO |  | Indoor System | RN SAHA | 7113602 | SA2310CPABF | UKL 401 72/A15 | RAU2 X 38/A15 Kit | DONANIM | TRANSPORT NETWORK | DIGER | MW RL | RAU | OUTDOOR UNIT | 38 GHZ | SEBEKE SATINALMA | 2014-04-02 | 2018-07-18 12:55 | Turkcell İletişim | TSE | TAS1AEA | 1
17064 | TATTO |  | Indoor System | RN SAHA | 7114342 | STU8CG15270 | SEB 104 112/1 M48 | RBS 2216 -48V CABINET. | DONANIM | RADIO NETWORK | KABIN VE EKIPMANLARI | RBS | CABINET | X | X | SEBEKE SATINALMA | 2008-02-11 | 2018-07-18 13:12 | Turkcell İletişim | TSE | TAS1AEA | 1
17064 | TATTO |  | Indoor System | RN SAHA | 7129698 | STU8CC16051 | SEB 104 112/1 M48 | RBS 2216 -48V CABINET. | DONANIM | RADIO NETWORK | KABIN VE EKIPMANLARI | RBS | CABINET | X | X | SEBEKE SATINALMA | 2008-02-09 | 2018-07-18 13:09 | Turkcell İletişim | TSE | TAS1AEA | 1
17064 | TATTO |  | Indoor System | RN SAHA | 7140511 | MLC372897 | UKY 210 73/SC15 | 0.3 m 23 GHz HP Antenna for RAU2 | DONANIM | TRANSPORT NETWORK | ANTEN | MW RL | OUTDOOR | OUTDOOR UNIT | 23 GHZ | SEBEKE SATINALMA | 2000-01-12 | 2018-07-18 13:31 | Turkcell İletişim | TSE | TAS1AEA | 1
17064 | TATTO |  | Indoor System | RN SAHA | 7186437 | SBP52778580 | UKY 220 70/SC15 | 0.3 m HP antenna for RAU2 26 GHz | DONANIM | TRANSPORT NETWORK | ANTEN | MW RL | OUTDOOR | OUTDOOR UNIT | 26 GHZ | SEBEKE SATINALMA | 2012-03-05 | 2018-07-18 12:53 | Turkcell İletişim | TSE | TAS1AEA | 1
17064 | TATTO |  | Indoor System | RN SAHA | 7204286 | SA23109VGBR | UKL 401 75/56 | RAU2 X 26/56 | DONANIM | TRANSPORT NETWORK | DIGER | MW RL | RAU | OUTDOOR UNIT | 26 GHZ | SEBEKE SATINALMA | 2012-07-12 | 2018-07-18 15:45 | Turkcell İletişim | TSE | TAS1AEA | 1
17064 | TATTO |  | Indoor System | RN SAHA | 7237295 | MLC373053 | UKY 210 75/SC15 | 0.3 m HP antenna 38 GHz | DONANIM | TRANSPORT NETWORK | ANTEN | MW RL | OUTDOOR | OUTDOOR UNIT | 38 GHZ | SEBEKE SATINALMA | 2000-01-12 | 2018-07-18 15:52 | Turkcell İletişim | TSE | TAS1AEA | 1
17064 | TATTO |  | Indoor System | RN SAHA | 7243421 | SA231068V9N | ROJ 208 1308/1 | MMU2H | DONANIM | TRANSPORT NETWORK | BOARD AND CARD | MW RL | MODEM | INDOOR UNIT | ML TN | SEBEKE SATINALMA | 2010-10-15 | 2018-07-18 12:04 | Turkcell İletişim | TSE | TAS1AEA | 1
17064 | TATTO |  | Indoor System | RN SAHA | 7244637 | SA231094UZR | ROJ 208 1308/1 | MMU2H | DONANIM | TRANSPORT NETWORK | BOARD AND CARD | MW RL | MODEM | INDOOR UNIT | ML TN | SEBEKE SATINALMA | 2012-03-01 | 2018-12-05 10:53 | Turkcell İletişim | TSE | TAS1AEA | 1
17064 | TATTO |  | Indoor System | RN SAHA | 8554607 | RGS000032740 | 52090AFT | RRU DC ENERJI DAGITIM PANOSU V2 | DONANIM | RADIO NETWORK | KONVERTOR VE SAYAC | POWER | POWERBOX | X | X | SEBEKE SATINALMA | 2015-05-04 | 2018-07-18 13:22 | Turkcell İletişim | TSE | TAS1AEA | 1
17064 | TATTO |  | Indoor System | RN SAHA | 9031749 | SCR9D506150 | ROJ 211 04/1 | NPU3 D | DONANIM | TRANSPORT NETWORK | BOARD AND CARD | MW RL | CARD | INDOOR UNIT | ML TN | SEBEKE SATINALMA | 2015-07-13 | 2018-07-18 13:39 | Turkcell İletişim | TSE | TAS1AEA | 1
17064 | TATTO |  | Indoor System | RN SAHA |  |  | 52020AAU | 7/8 FEEDER | DONANIM | RADIO NETWORK | KABLOLAR (ENERJI VE DIGER) | SITEPREP | CABLE | FEEDER | X | SEBEKE SATINALMA |  |  | Turkcell İletişim | TSE | TAS1AEA | 5900
17064 | TATTO |  | Indoor System | RN SAHA |  |  | 52020ABA | 1/2 FEEDER | DONANIM | RADIO NETWORK | KABLOLAR (ENERJI VE DIGER) | SITEPREP | CABLE | FEEDER | X | SEBEKE SATINALMA |  |  | Turkcell İletişim | TSE | TAS1AEA | 4500
17064 | TATTO |  | Indoor System | RN SAHA |  |  | 52020BEO | CONNECTOR N TYPE MALE RIGHT ANGLE FOR 1/2 | DONANIM | RADIO NETWORK | BAGLANTI EKIPMANLARI | RBS | CONNECTOR | X | X | SEBEKE SATINALMA |  |  | Turkcell İletişim | TSE | TAS1AEA | 330
17064 | TATTO |  | Indoor System | RN SAHA |  |  | 52020BEY | Connector for 1/2" RF cable N-male | DONANIM | RADIO NETWORK | BAGLANTI EKIPMANLARI | RBS | CONNECTOR | X | X | SEBEKE SATINALMA |  |  | Turkcell İletişim | TSE | TAS1AEA | 239
17064 | TATTO |  | Indoor System | RN SAHA |  |  | 52020BFC | CONNECTOR FOR 7/8 FEEDER, 7-16 TYPE FEMALE | DONANIM | RADIO NETWORK | BAGLANTI EKIPMANLARI | RBS | CONNECTOR | X | X | SEBEKE SATINALMA |  |  | Turkcell İletişim | TSE | TAS1AEA | 96
17064 | TATTO |  | Indoor System | RN SAHA |  |  | 52020BFE | 50 MM2 BATTERY CABLE | DONANIM | RADIO NETWORK | KABLOLAR (ENERJI VE DIGER) | POWER | CABLE | X | X | SEBEKE SATINALMA |  |  | Turkcell İletişim | TSE | TAS1AEA | 48
17064 | TATTO |  | Indoor System | RN SAHA |  |  | 52020BHC | External Alarm Cable RBS 2216 v2 | DONANIM | RADIO NETWORK | KABLOLAR (ENERJI VE DIGER) | RBS | CABLE | X | X | SEBEKE SATINALMA |  |  | Turkcell İletişim | TSE | TAS1AEA | 1
17064 | TATTO |  | Indoor System | RN SAHA |  |  | 52070AFS | Multilock Interactive+ Barel | DONANIM | RADIO NETWORK | DIGER | SITEPREP | X | X | X | SEBEKE SATINALMA |  |  | Turkcell İletişim | TSE | TAS1AEA | 3
17064 | TATTO |  | Indoor System | RN SAHA |  |  | 52070AJK | Yetkisiz erişim uyarı levhası | DONANIM | RADIO NETWORK | DIGER | SITEPREP | X | X | X | SEBEKE SATINALMA |  |  | Turkcell İletişim | TSE | TAS1AEA | 4
17064 | TATTO |  | Indoor System | RN SAHA |  |  | 52070AJL | Acil durum bildirim levhası | DONANIM | RADIO NETWORK | DIGER | SITEPREP | X | X | X | SEBEKE SATINALMA |  |  | Turkcell İletişim | TSE | TAS1AEA | 4
17064 | TATTO |  | Indoor System | RN SAHA |  |  | 52070AJM | İSG uyarı levhası | DONANIM | RADIO NETWORK | DIGER | SITEPREP | X | X | X | SEBEKE SATINALMA |  |  | Turkcell İletişim | TSE | TAS1AEA | 4
17064 | TATTO |  | Indoor System | RN SAHA |  |  | 52070AJN | Yüksek gerilim uyarı levhası | DONANIM | RADIO NETWORK | DIGER | SITEPREP | X | X | X | SEBEKE SATINALMA |  |  | Turkcell İletişim | TSE | TAS1AEA | 8
17064 | TATTO |  | Indoor System | RN SAHA |  |  | 800 10137 | Kathrein Indoor Omni Antenna (D,V,360°,2dBi,ø0.2/0.1m) =K 800 10137 | DONANIM | RADIO NETWORK | ANTEN | ANTENNA | INDOOR | OMNI | X | SEBEKE SATINALMA |  |  | Turkcell İletişim | TSE | TAS1AEA | 23
17064 | TATTO |  | Indoor System | RN SAHA |  |  | 941761-8 | Enhanced Cat. 5 UTP Patch Cord 5M, White | DONANIM | DATA NETWORK | KABLOLAR (ENERJI VE DIGER) | DN | CABLE | X | X | SEBEKE SATINALMA |  |  | Turkcell İletişim | TSE | TAS1AEA | 1
17064 | TATTO |  | Indoor System | RN SAHA |  |  | FAB 102 554/12 | Basic Outdoor Kit -Dış Rack (52020ACC) | DONANIM | RADIO NETWORK | KURULUM MALZEMELERI | SITEPREP | X | X | X | SEBEKE SATINALMA |  |  | Turkcell İletişim | TSE | TAS1AEA | 1
17064 | TATTO |  | Indoor System | RN SAHA |  |  | NKJ 157 | JUMPER 3.5m RFF, 1/2 '' , 7/16m-7/16 RIGHT ANGLE MALE NK DRAKA ( FOR RBS 2216) | DONANIM | RADIO NETWORK | KABLOLAR (ENERJI VE DIGER) | RBS | CABLE | X | X | SEBEKE SATINALMA |  |  | Turkcell İletişim | TSE | TAS1AEA | 4
17064 | TATTO |  | Indoor System | RN SAHA |  |  | NTM 203 80/100 | DC Cable 100m of TFL 424 03 | DONANIM | TRANSPORT NETWORK | KABLOLAR (ENERJI VE DIGER) | MW RL | CABLE | INDOOR UNIT | ML TN | SEBEKE SATINALMA |  |  | Turkcell İletişim | TSE | TAS1AEA | 16
17064 | TATTO |  | Indoor System | RN SAHA |  |  | SXK 111 511/1 | Connector Kit for 10mm radio cable (RAU ile beraber alınır) | DONANIM | TRANSPORT NETWORK | BAGLANTI EKIPMANLARI | MW RL | CONNECTOR | OUTDOOR UNIT | ML TN | SEBEKE SATINALMA |  |  | Turkcell İletişim | TSE | TAS1AEA | 6
17064 | TATTO |  | Indoor System | RN SAHA |  |  | SXK 111 516/10 | CONTACT SET | DONANIM | TRANSPORT NETWORK | DIGER | MW RL | X | X | X | SEBEKE SATINALMA |  |  | Turkcell İletişim | TSE | TAS1AEA | 2
17064 | TATTO |  | Indoor System | RN SAHA |  |  | TSR 482 0244/17M | CONNECTION CABLE/RJ45 (M)-2X DB15 (M) | DONANIM | RADIO NETWORK | KABLOLAR (ENERJI VE DIGER) | RBS | CABLE | INDOOR UNIT | X | SEBEKE SATINALMA |  |  | Turkcell İletişim | TSE | TAS1AEA | 4
17064 | TATTO |  | Indoor System | RN SAHA |  |  | TZC 50032/500 | MINI-LINK Radio Cable, 10 mm, 50 ohm, 500m | DONANIM | TRANSPORT NETWORK | KABLOLAR (ENERJI VE DIGER) | MW RL | CABLE | OUTDOOR UNIT | ML TN | SEBEKE SATINALMA |  |  | Turkcell İletişim | TSE | TAS1AEA | 1215