## 38156
Saha No | Saha Kodu | KTS Saha No | Saha Tipi | Ana Yer Tipi | Ekipman No | Ekipman Seri No | Ekipman Parca Kodu | Parca Tanimi | Stok Tipi 1 | Stok Tipi 2 | Stok Tipi 3 | Stok Tipi 4 | Stok Tipi 5 | Stok Tipi 6 | Stok Tipi 7 | Stok Tipi 8 | Teslim Alma Tarihi | Sahaya Kurulum Tarihi | Sirket | Organization Code | Department Code | Quantity | Ustekipman
38156 | RWKMQ |  | Macro Repeater | RN SAHA | 6283434 | I0B4741661 | KRE 101 1985/1 | Single Antenna, X-Pol, 1710-2200 MHz, 65 deg, 18 dBi, MET0-10 (K742 215) | DONANIM | RADIO NETWORK | ANTEN | ANTENNA | OUTDOOR | UMTS | X | SEBEKE SATINALMA | 2009-03-02 | 2018-07-18 12:24 | Turkcell İletişim | TSE | TAS1AWE | 1
38156 | RWKMQ |  | Macro Repeater | RN SAHA | 6294065 | N0B4174439 | KRE 101 1985/1 | Single Antenna, X-Pol, 1710-2200 MHz, 65 deg, 18 dBi, MET0-10 (K742 215) | DONANIM | RADIO NETWORK | ANTEN | ANTENNA | OUTDOOR | UMTS | X | SEBEKE SATINALMA | 2009-03-02 | 2018-07-18 12:24 | Turkcell İletişim | TSE | TAS1AWE | 1
38156 | RWKMQ |  | Macro Repeater | RN SAHA | 6912736 | AA14A0000212 | RX2123-2CH | COMBA RX2123 Channel Selective 2-Channels UMTS ICS Macro Repeater 43 dBm | DONANIM | RADIO NETWORK | REPEATER | RBS | REPEATER | UMTS | UZAKTAN ERISIM | SEBEKE SATINALMA | 2014-11-19 | 2018-07-18 13:42 | Turkcell İletişim | TSE | TAS1AWE | 1
38156 | RWKMQ |  | Macro Repeater | RN SAHA |  |  | 52020ABA | 1/2 FEEDER | DONANIM | RADIO NETWORK | KABLOLAR (ENERJI VE DIGER) | SITEPREP | CABLE | FEEDER | X | SEBEKE SATINALMA |  |  | Turkcell İletişim | TSE | TAS1AWE | 22
38156 | RWKMQ |  | Macro Repeater | RN SAHA |  |  | 52020BEI | CONNECTOR FOR 1/2 FEEDER, 7/16, FEMALE | DONANIM | RADIO NETWORK | BAGLANTI EKIPMANLARI | RBS | CONNECTOR | X | X | SEBEKE SATINALMA |  |  | Turkcell İletişim | TSE | TAS1AWE | 4
38156 | RWKMQ |  | Macro Repeater | RN SAHA |  |  | 52020BIA | H07RN-F Cable 2x6mm2 | DONANIM | RADIO NETWORK | KABLOLAR (ENERJI VE DIGER) | NODE-B | POWER CABLE | X | X | SEBEKE SATINALMA |  |  | Turkcell İletişim | TSE | TAS1AWE | 21

## 28955
Saha No | Saha Kodu | KTS Saha No | Saha Tipi | Ana Yer Tipi | Ekipman No | Ekipman Seri No | Ekipman Parca Kodu | Parca Tanimi | Stok Tipi 1 | Stok Tipi 2 | Stok Tipi 3 | Stok Tipi 4 | Stok Tipi 5 | Stok Tipi 6 | Stok Tipi 7 | Stok Tipi 8 | Teslim Alma Tarihi | Sahaya Kurulum Tarihi | Sirket | Organization Code | Department Code | Quantity | Ustekipman
28955 | RWOSB |  | Macro Repeater | RN SAHA | 5204928 | D5H0411662 | 860 10018 | 3-Way Power Splitter (694-2700MHz, 100Watt, Indoor) (KRF 102 246/3) | DONANIM | RADIO NETWORK | ANTEN | ANTENNA | INDOOR | POWER SPLITTER | X | SEBEKE SATINALMA | 2014-05-23 | 2018-07-18 11:55 | Turkcell İletişim | TSE | TAS1AWE | 1
28955 | RWOSB |  | Macro Repeater | RN SAHA | 6646775 | SZM300983 | MR2118-918 | Andrew UMTS-GSM900 Dual-band Selective Mini Repeater 2x18dBm incl. ext. modem | DONANIM | RADIO NETWORK | REPEATER | RBS | REPEATER | DUAL BAND | UZAKTAN ERISIM | SEBEKE SATINALMA | 2014-04-04 | 2018-07-18 13:37 | Turkcell İletişim | TSE | TAS1AWE | 1
28955 | RWOSB |  | Macro Repeater | RN SAHA |  |  | 52020AAU | 7/8 FEEDER | DONANIM | RADIO NETWORK | KABLOLAR (ENERJI VE DIGER) | SITEPREP | CABLE | FEEDER | X | SEBEKE SATINALMA |  |  | Turkcell İletişim | TSE | TAS1AWE | 200
28955 | RWOSB |  | Macro Repeater | RN SAHA |  |  | 52020BEY | Connector for 1/2" RF cable N-male | DONANIM | RADIO NETWORK | BAGLANTI EKIPMANLARI | RBS | CONNECTOR | X | X | SEBEKE SATINALMA |  |  | Turkcell İletişim | TSE | TAS1AWE | 20
28955 | RWOSB |  | Macro Repeater | RN SAHA |  |  | 52020BEZ | 1/2 FEEDER CABLE, FIRE RETARDANT | DONANIM | RADIO NETWORK | KABLOLAR (ENERJI VE DIGER) | SITEPREP | CABLE | FEEDER | X | SEBEKE SATINALMA |  |  | Turkcell İletişim | TSE | TAS1AWE | 30
28955 | RWOSB |  | Macro Repeater | RN SAHA |  |  | 800 10465 | V Pol Directional Indoor Antenna 790-960/1710-2700MHz 90deg 7dBi =K 800 10465 | DONANIM | RADIO NETWORK | ANTEN | ANTENNA | INDOOR | PANEL | X | SEBEKE SATINALMA |  |  | Turkcell İletişim | TSE | TAS1AWE | 4
28955 | RWOSB |  | Macro Repeater | RN SAHA |  |  | 800 10748 | Kathrein Indoor Omni Antenna VPol 876-960/1710-2700 2dBi | DONANIM | RADIO NETWORK | ANTEN | ANTENNA | INDOOR | OMNI | X | SEBEKE SATINALMA |  |  | Turkcell İletişim | TSE | TAS1AWE | 12

## 28422
Saha No | Saha Kodu | KTS Saha No | Saha Tipi | Ana Yer Tipi | Ekipman No | Ekipman Seri No | Ekipman Parca Kodu | Parca Tanimi | Stok Tipi 1 | Stok Tipi 2 | Stok Tipi 3 | Stok Tipi 4 | Stok Tipi 5 | Stok Tipi 6 | Stok Tipi 7 | Stok Tipi 8 | Teslim Alma Tarihi | Sahaya Kurulum Tarihi | Sirket | Organization Code | Department Code | Quantity | Ustekipman
28422 | RWGRU |  | Macro Repeater | RN SAHA | 6940426 | E130201225 | RX9123-12CH | COMBA RX9123 Channel Selective 12 Channels GSM900 ICS Macro Repeater 40 dBm | DONANIM | RADIO NETWORK | REPEATER | RBS | REPEATER | GSM | UZAKTAN ERISIM | SEBEKE SATINALMA | 2013-04-04 | 2018-07-24 15:01 | Turkcell İletişim | TSE | TAS1AEA | 1
28422 | RWGRU |  | Macro Repeater | RN SAHA |  |  | 52020ABA | 1/2 FEEDER | DONANIM | RADIO NETWORK | KABLOLAR (ENERJI VE DIGER) | SITEPREP | CABLE | FEEDER | X | SEBEKE SATINALMA |  |  | Turkcell İletişim | TSE | TAS1AEA | 20
28422 | RWGRU |  | Macro Repeater | RN SAHA |  |  | 52020BEO | CONNECTOR N TYPE MALE RIGHT ANGLE FOR 1/2 | DONANIM | RADIO NETWORK | BAGLANTI EKIPMANLARI | RBS | CONNECTOR | X | X | SEBEKE SATINALMA |  |  | Turkcell İletişim | TSE | TAS1AEA | 3
28422 | RWGRU |  | Macro Repeater | RN SAHA |  |  | 52020BEY | Connector for 1/2" RF cable N-male | DONANIM | RADIO NETWORK | BAGLANTI EKIPMANLARI | RBS | CONNECTOR | X | X | SEBEKE SATINALMA |  |  | Turkcell İletişim | TSE | TAS1AEA | 4
28422 | RWGRU |  | Macro Repeater | RN SAHA |  |  | 800 10465 | V Pol Directional Indoor Antenna 790-960/1710-2700MHz 90deg 7dBi =K 800 10465 | DONANIM | RADIO NETWORK | ANTEN | ANTENNA | INDOOR | PANEL | X | SEBEKE SATINALMA |  |  | Turkcell İletişim | TSE | TAS1AEA | 1
28422 | RWGRU |  | Macro Repeater | RN SAHA |  |  | 800 10748 | Kathrein Indoor Omni Antenna VPol 876-960/1710-2700 2dBi | DONANIM | RADIO NETWORK | ANTEN | ANTENNA | INDOOR | OMNI | X | SEBEKE SATINALMA |  |  | Turkcell İletişim | TSE | TAS1AEA | 2

## 92277
Saha No | Saha Kodu | KTS Saha No | Saha Tipi | Ana Yer Tipi | Ekipman No | Ekipman Seri No | Ekipman Parca Kodu | Parca Tanimi | Stok Tipi 1 | Stok Tipi 2 | Stok Tipi 3 | Stok Tipi 4 | Stok Tipi 5 | Stok Tipi 6 | Stok Tipi 7 | Stok Tipi 8 | Teslim Alma Tarihi | Sahaya Kurulum Tarihi | Sirket | Organization Code | Department Code | Quantity | Ustekipman
92277 | ZEKIY |  | Indoor System | RN SAHA | 10098158 | TC0000241243 | 990-13180-070 | TP2700 GNSS (GPS/GLONASS) ANTENNA KIT 70 M | DONANIM | TRANSPORT NETWORK | DIGER | SYNCHRONIZATION | TIME GPS | X | X | SEBEKE SATINALMA | 2015-11-25 | 2020-12-01 02:10 | Turkcell İletişim | TSE | TAS1AEA | 1
92277 | ZEKIY |  | Indoor System | RN SAHA | 10219354 | STU8XW06232 | KDU 127 174/4 | DUW41 | DONANIM | RADIO NETWORK | KABIN VE EKIPMANLARI | NODE-B | CABINET EQUIPMENT | DIGITAL UNIT | X | SEBEKE SATINALMA | 2015-12-07 | 2020-12-07 15:56 | Turkcell İletişim | TSE | TAS1AEA | 1
92277 | ZEKIY |  | Indoor System | RN SAHA | 10418343 | SD16R052392 | NTM 101 2589/1 | SET OF MATERIALS/Spare part SUP 6601 | DONANIM | RADIO NETWORK | KABIN VE EKIPMANLARI | MULTISTANDARD | CABINET EQUIPMENT | X | X | SEBEKE SATINALMA | 2015-12-29 | 2020-12-01 02:10 | Turkcell İletişim | TSE | TAS1AEA | 1
92277 | ZEKIY |  | Indoor System | RN SAHA | 10418574 | SBW98704842 | 1/BFL 901 009/4 | C22P Sup 6601 | DONANIM | RADIO NETWORK | KABIN VE EKIPMANLARI | NODE-B | CABINET EQUIPMENT | X | X | SEBEKE SATINALMA | 2015-12-29 | 2020-12-01 02:10 | Turkcell İletişim | TSE | TAS1AEA | 1
92277 | ZEKIY |  | Indoor System | RN SAHA | 10420108 | SD16Q943188 | KRC 161 412/1 | TRANSCEIVER/RRUS 32 B7;Radio Unit- | DONANIM | RADIO NETWORK | KABIN VE EKIPMANLARI | ENODE-B | CABINET EQUIPMENT | REMOTE RADIO UNIT | X | SEBEKE SATINALMA | 2015-12-31 | 2020-12-01 02:10 | Turkcell İletişim | TSE | TAS1AEA | 1
92277 | ZEKIY |  | Indoor System | RN SAHA | 10420200 | SD16R260685 | KRC 161 412/1 | TRANSCEIVER/RRUS 32 B7;Radio Unit- | DONANIM | RADIO NETWORK | KABIN VE EKIPMANLARI | ENODE-B | CABINET EQUIPMENT | REMOTE RADIO UNIT | X | SEBEKE SATINALMA | 2015-12-31 | 2020-12-01 02:10 | Turkcell İletişim | TSE | TAS1AEA | 1
92277 | ZEKIY |  | Indoor System | RN SAHA | 10420632 | SD16R328504 | KRC 161 413/1 | TRANSCEIVER/RRUS 32 B3;Radio Unit- | DONANIM | RADIO NETWORK | KABIN VE EKIPMANLARI | ENODE-B | CABINET EQUIPMENT | REMOTE RADIO UNIT | X | SEBEKE SATINALMA | 2015-12-31 | 2020-12-01 02:10 | Turkcell İletişim | TSE | TAS1AEA | 1
92277 | ZEKIY |  | Indoor System | RN SAHA | 10436984 | SD16Q922109 | KDU 137 925/31 | PROCESSOR UNIT/Baseband 5216; Digital Un- | DONANIM | RADIO NETWORK | KABIN VE EKIPMANLARI | ENODE-B | CABINET EQUIPMENT | DIGITAL UNIT | X | SEBEKE SATINALMA | 2015-12-31 | 2020-12-01 02:10 | Turkcell İletişim | TSE | TAS1AEA | 1
92277 | ZEKIY |  | Indoor System | RN SAHA | 10437979 | SD16R069623 | KRC 118 91/2 | TRANSCEIVER/RRUS 11 B20;Radio Unit- | DONANIM | RADIO NETWORK | KABIN VE EKIPMANLARI | ENODE-B | CABINET EQUIPMENT | REMOTE RADIO UNIT | X | SEBEKE SATINALMA | 2015-12-31 | 2020-12-01 02:10 | Turkcell İletişim | TSE | TAS1AEA | 1
92277 | ZEKIY |  | Indoor System | RN SAHA | 10438113 | SD16R069624 | KRC 118 91/2 | TRANSCEIVER/RRUS 11 B20;Radio Unit- | DONANIM | RADIO NETWORK | KABIN VE EKIPMANLARI | ENODE-B | CABINET EQUIPMENT | REMOTE RADIO UNIT | X | SEBEKE SATINALMA | 2015-12-31 | 2020-12-01 02:10 | Turkcell İletişim | TSE | TAS1AEA | 1
92277 | ZEKIY |  | Indoor System | RN SAHA | 10438474 | SD16Q980212 | KRC 118 91/2 | TRANSCEIVER/RRUS 11 B20;Radio Unit- | DONANIM | RADIO NETWORK | KABIN VE EKIPMANLARI | ENODE-B | CABINET EQUIPMENT | REMOTE RADIO UNIT | X | SEBEKE SATINALMA | 2015-12-31 | 2020-12-01 02:10 | Turkcell İletişim | TSE | TAS1AEA | 1
92277 | ZEKIY |  | Indoor System | RN SAHA | 10466050 | SD16V185966 | KRC 161 413/1 | TRANSCEIVER/RRUS 32 B3;Radio Unit- | DONANIM | RADIO NETWORK | KABIN VE EKIPMANLARI | ENODE-B | CABINET EQUIPMENT | REMOTE RADIO UNIT | X | SEBEKE SATINALMA | 2016-01-05 | 2020-12-01 02:10 | Turkcell İletişim | TSE | TAS1AEA | 1
92277 | ZEKIY |  | Indoor System | RN SAHA | 10746335 | 16CZ030018837 | VHLPX2-26S-NC3 | 26 GHz 60cm Dual Pol. (Direct mount type) | DONANIM | TRANSPORT NETWORK | ANTEN | MW RL | OUTDOOR | OUTDOOR UNIT | 10.5 GHZ | SEBEKE SATINALMA | 2016-02-05 | 2020-12-01 02:10 | Turkcell İletişim | TSE | TAS1AEA | 1
92277 | ZEKIY |  | Indoor System | RN SAHA | 11510234 | SD16S800909 | KRC 161 413/1 | TRANSCEIVER/RRUS 32 B3;Radio Unit- | DONANIM | RADIO NETWORK | KABIN VE EKIPMANLARI | ENODE-B | CABINET EQUIPMENT | REMOTE RADIO UNIT | X | SEBEKE SATINALMA | 2016-05-10 | 2021-05-10 13:01 | Turkcell İletişim | TSE | TAS1AEA | 1
92277 | ZEKIY |  | Indoor System | RN SAHA | 11738668 | DA1640015533 | CM-FDWY4-OD8 | Comba Quad band combiner N female | DONANIM | RADIO NETWORK | ANTEN | ANTENNA | INDOOR | MULTIBAND COMBINER | X | SEBEKE SATINALMA | 2016-06-20 | 2021-02-16 19:49 | Turkcell İletişim | TSE | TAS1AEA | 1
92277 | ZEKIY |  | Indoor System | RN SAHA | 12539425 | AOB10160385 | 52070AOB | FCS04 Baran Free Cooling Unit | DONANIM | RADIO NETWORK | IKLIMLENDIRME SISTEMLERI | SITEPREP | AIR CONDITIONER | FREECOOLING | X | SEBEKE SATINALMA | 2016-10-12 | 2020-12-01 02:10 | Turkcell İletişim | TSE | TAS1AEA | 1
92277 | ZEKIY |  | Indoor System | RN SAHA | 12606471 | 60912008 | HAEX2-23-NECR1A | 23 GHz 60cm Dual. Pol. (Direct mount type) | DONANIM | TRANSPORT NETWORK | ANTEN | MW RL | OUTDOOR | OUTDOOR UNIT | 23 GHZ | SEBEKE SATINALMA | 2016-10-20 | 2020-12-01 02:10 | Turkcell İletişim | TSE | TAS1AEA | 1
92277 | ZEKIY |  | Indoor System | RN SAHA | 12723356 | AX16110000549 | 121-20621-10-2 | Ethernet SFP mod sngl-mode optl | DONANIM | TRANSPORT NETWORK | DIGER | SYNCHRONIZATION | TIME GPS | X | X | SEBEKE SATINALMA | 2016-11-08 | 2020-12-01 02:10 | Turkcell İletişim | TSE | TAS1AEA | 1
92277 | ZEKIY |  | Indoor System | RN SAHA | 12723450 | SCA155000D04 | 090-50201-112 | TP2700 Grandmaster DC GNSS Rubidium 8 Clients | DONANIM | TRANSPORT NETWORK | DIGER | SYNCHRONIZATION | TIME GPS | X | X | SEBEKE SATINALMA | 2016-11-08 | 2020-12-01 02:10 | Turkcell İletişim | TSE | TAS1AEA | 1
92277 | ZEKIY |  | Indoor System | RN SAHA | 12723513 | AX16110000590 | 121-20621-10-2 | Ethernet SFP mod sngl-mode optl | DONANIM | TRANSPORT NETWORK | DIGER | SYNCHRONIZATION | TIME GPS | X | X | SEBEKE SATINALMA | 2016-11-08 | 2020-12-01 02:10 | Turkcell İletişim | TSE | TAS1AEA | 1
92277 | ZEKIY |  | Indoor System | RN SAHA | 13444467 | 70311124 | HAEX2-23-NECR1A | 23 GHz 60cm Dual. Pol. (Direct mount type) | DONANIM | TRANSPORT NETWORK | ANTEN | MW RL | OUTDOOR | OUTDOOR UNIT | 23 GHZ | SEBEKE SATINALMA | 2017-04-13 | 2020-12-01 02:10 | Turkcell İletişim | TSE | TAS1AEA | 1
92277 | ZEKIY |  | Indoor System | RN SAHA | 13444838 | NWA09102750096855 | NWA-091027-AA5 | iPASOLINK iX MDU (1+1 or 2+0, XPIC 2 xModem) w/o Bracket Kit - AA5 | DONANIM | TRANSPORT NETWORK | DIGER | MW RL | NODE | INDOOR UNIT | NEC | SEBEKE SATINALMA | 2017-04-13 | 2020-12-01 02:10 | Turkcell İletişim | TSE | TAS1AEA | 1
92277 | ZEKIY |  | Indoor System | RN SAHA | 13444844 | NWA09102750096861 | NWA-091027-AA5 | iPASOLINK iX MDU (1+1 or 2+0, XPIC 2 xModem) w/o Bracket Kit - AA5 | DONANIM | TRANSPORT NETWORK | DIGER | MW RL | NODE | INDOOR UNIT | NEC | SEBEKE SATINALMA | 2017-04-13 | 2020-12-01 02:10 | Turkcell İletişim | TSE | TAS1AEA | 1
92277 | ZEKIY |  | Indoor System | RN SAHA | 13445071 | NWA078620LA060437 | NWA-078620-A-L | 23 GHz IAG ODU (w/o Adaptor Plate, Direct Mount type, Shift 1008 MHz Subband A, Low) | DONANIM | TRANSPORT NETWORK | DIGER | MW RL | RAU | OUTDOOR UNIT | 23 GHZ | SEBEKE SATINALMA | 2017-04-13 | 2020-12-01 02:10 | Turkcell İletişim | TSE | TAS1AEA | 1
92277 | ZEKIY |  | Indoor System | RN SAHA | 13445390 | NWA078621LB015360 | NWA-078621-B-L | 26 GHz IAG ODU (w/o Adaptor Plate, Direct Mount type, Shift 1008 MHz Subband B, Low) | DONANIM | TRANSPORT NETWORK | DIGER | MW RL | RAU | OUTDOOR UNIT | 26 GHZ | SEBEKE SATINALMA | 2017-04-13 | 2020-12-01 02:10 | Turkcell İletişim | TSE | TAS1AEA | 1
92277 | ZEKIY |  | Indoor System | RN SAHA | 13445432 | NWA078621LB015399 | NWA-078621-B-L | 26 GHz IAG ODU (w/o Adaptor Plate, Direct Mount type, Shift 1008 MHz Subband B, Low) | DONANIM | TRANSPORT NETWORK | DIGER | MW RL | RAU | OUTDOOR UNIT | 26 GHZ | SEBEKE SATINALMA | 2017-04-13 | 2020-12-01 02:10 | Turkcell İletişim | TSE | TAS1AEA | 1
92277 | ZEKIY |  | Indoor System | RN SAHA | 13911814 | 2605003081384 | 52080ACU | Jenerator Kontrol Karti | DONANIM | RADIO NETWORK | ENERJI SAGLAYICILARI VE EKIPMANLARI | POWER | GENERATOR | AUXILIARY MAT | X | SEBEKE SATINALMA | 2017-07-06 | 2020-12-01 02:10 | Turkcell İletişim | TSE | TAS1AEA | 1
92277 | ZEKIY |  | Indoor System | RN SAHA | 14074224 | 2303007817052800284 | QUADBCOMB23030078 | QUAD-BAND COMBINER,4X200W,7/16DIN-F,OUTD | DONANIM | RADIO NETWORK | KURULUM MALZEMELERI | RBS | EXTERNAL EQUIPMENT | MULTIBAND COMBINER | X | SEBEKE SATINALMA | 2017-08-04 | 2021-02-16 19:49 | Turkcell İletişim | TSE | TAS1AEA | 1
92277 | ZEKIY |  | Indoor System | RN SAHA | 14122288 | NWA078620LA062933 | NWA-078620-A-L | 23 GHz IAG ODU (w/o Adaptor Plate, Direct Mount type, Shift 1008 MHz Subband A, Low) | DONANIM | TRANSPORT NETWORK | DIGER | MW RL | RAU | OUTDOOR UNIT | 23 GHZ | SEBEKE SATINALMA | 2017-08-21 | 2020-12-01 02:10 | Turkcell İletişim | TSE | TAS1AEA | 1
92277 | ZEKIY |  | Indoor System | RN SAHA | 14122320 | NWA078620LA062965 | NWA-078620-A-L | 23 GHz IAG ODU (w/o Adaptor Plate, Direct Mount type, Shift 1008 MHz Subband A, Low) | DONANIM | TRANSPORT NETWORK | DIGER | MW RL | RAU | OUTDOOR UNIT | 23 GHZ | SEBEKE SATINALMA | 2017-08-21 | 2020-12-01 02:10 | Turkcell İletişim | TSE | TAS1AEA | 1
92277 | ZEKIY |  | Indoor System | RN SAHA | 14122657 | NWA09102750098940 | NWA-091027-AA5 | iPASOLINK iX MDU (1+1 or 2+0, XPIC 2 xModem) w/o Bracket Kit - AA5 | DONANIM | TRANSPORT NETWORK | DIGER | MW RL | NODE | INDOOR UNIT | NEC | SEBEKE SATINALMA | 2017-08-21 | 2020-12-01 02:10 | Turkcell İletişim | TSE | TAS1AEA | 1
92277 | ZEKIY |  | Indoor System | RN SAHA | 14155886 | SCR9K503260 | ROJ 208 1311/1 | MMU3 A | DONANIM | TRANSPORT NETWORK | BOARD AND CARD | MW RL | MODEM | INDOOR UNIT | ML TN | SEBEKE SATINALMA | 2017-07-28 | 2020-12-01 02:10 | Turkcell İletişim | TSE | TAS1AEA | 1
92277 | ZEKIY |  | Indoor System | RN SAHA | 15090348 | PYN0A7W | RDH 901 20/49800 | SFP GB-TX electrical | DONANIM | TRANSPORT NETWORK | DIGER | MW RL | SFP | INDOOR UNIT | ML TN | SEBEKE SATINALMA | 2018-03-02 | 2021-03-29 15:51 | Turkcell İletişim | TSE | TAS1AEA | 1
92277 | ZEKIY |  | Indoor System | RN SAHA | 15194227 | I3D2002540 | RDH 901 20/D0210 | SFP GB-LX 1310nm | DONANIM | TRANSPORT NETWORK | DIGER | MW RL | SFP | INDOOR UNIT | ML TN | SEBEKE SATINALMA | 2018-03-15 | 2021-04-30 08:46 | Turkcell İletişim | TSE | TAS1AEA | 1
92277 | ZEKIY |  | Indoor System | RN SAHA | 15322294 | I4S2001684 | 3HE00028CA | SFP - GIGE LX - LC ROHS 6/6 DDM -40/85C | DONANIM | TRANSPORT NETWORK | DIGER | TAN | SFP | 7750 | X | SEBEKE SATINALMA | 2018-04-20 | 2021-04-30 08:46 | Turkcell İletişim | TSE | TAS1AEA | 1
92277 | ZEKIY |  | Indoor System | RN SAHA | 17684102 | 618F07000597 | 24022753 | Leoch 150AH FT12-150 | DONANIM | RADIO NETWORK | ENERJI SAGLAYICILARI VE EKIPMANLARI | POWER | BATTERY | X | X | SEBEKE SATINALMA | 2018-11-15 09:49 | 2020-12-01 02:10 | Turkcell İletişim | TSE | TAS1AEA | 1
92277 | ZEKIY |  | Indoor System | RN SAHA | 17684179 | 618F03000158 | 24022753 | Leoch 150AH FT12-150 | DONANIM | RADIO NETWORK | ENERJI SAGLAYICILARI VE EKIPMANLARI | POWER | BATTERY | X | X | SEBEKE SATINALMA | 2018-11-15 09:52 | 2020-12-01 02:10 | Turkcell İletişim | TSE | TAS1AEA | 1
92277 | ZEKIY |  | Indoor System | RN SAHA | 17684180 | 618F03000243 | 24022753 | Leoch 150AH FT12-150 | DONANIM | RADIO NETWORK | ENERJI SAGLAYICILARI VE EKIPMANLARI | POWER | BATTERY | X | X | SEBEKE SATINALMA | 2018-11-15 09:52 | 2020-12-01 02:10 | Turkcell İletişim | TSE | TAS1AEA | 1
92277 | ZEKIY |  | Indoor System | RN SAHA | 17684182 | 618F03000477 | 24022753 | Leoch 150AH FT12-150 | DONANIM | RADIO NETWORK | ENERJI SAGLAYICILARI VE EKIPMANLARI | POWER | BATTERY | X | X | SEBEKE SATINALMA | 2018-11-15 09:52 | 2020-12-01 02:10 | Turkcell İletişim | TSE | TAS1AEA | 1
92277 | ZEKIY |  | Indoor System | RN SAHA | 17684421 | 618F03000332 | 24022753 | Leoch 150AH FT12-150 | DONANIM | RADIO NETWORK | ENERJI SAGLAYICILARI VE EKIPMANLARI | POWER | BATTERY | X | X | SEBEKE SATINALMA | 2018-11-15 09:58 | 2020-12-01 02:10 | Turkcell İletişim | TSE | TAS1AEA | 1
92277 | ZEKIY |  | Indoor System | RN SAHA | 17684736 | 618F09001739 | 24022753 | Leoch 150AH FT12-150 | DONANIM | RADIO NETWORK | ENERJI SAGLAYICILARI VE EKIPMANLARI | POWER | BATTERY | X | X | SEBEKE SATINALMA | 2018-11-15 10:38 | 2020-12-01 02:10 | Turkcell İletişim | TSE | TAS1AEA | 1
92277 | ZEKIY |  | Indoor System | RN SAHA | 17685433 | 618F03000296 | 24022753 | Leoch 150AH FT12-150 | DONANIM | RADIO NETWORK | ENERJI SAGLAYICILARI VE EKIPMANLARI | POWER | BATTERY | X | X | SEBEKE SATINALMA | 2018-11-15 11:10 | 2020-12-01 02:10 | Turkcell İletişim | TSE | TAS1AEA | 1
92277 | ZEKIY |  | Indoor System | RN SAHA | 17685434 | 618F03000316 | 24022753 | Leoch 150AH FT12-150 | DONANIM | RADIO NETWORK | ENERJI SAGLAYICILARI VE EKIPMANLARI | POWER | BATTERY | X | X | SEBEKE SATINALMA | 2018-11-15 11:10 | 2020-12-01 02:10 | Turkcell İletişim | TSE | TAS1AEA | 1
92277 | ZEKIY |  | Indoor System | RN SAHA | 17690294 | 618F11000230 | 24022753 | Leoch 150AH FT12-150 | DONANIM | RADIO NETWORK | ENERJI SAGLAYICILARI VE EKIPMANLARI | POWER | BATTERY | X | X | SEBEKE SATINALMA | 2018-11-15 16:45 | 2020-12-01 02:10 | Turkcell İletişim | TSE | TAS1AEA | 1
92277 | ZEKIY |  | Indoor System | RN SAHA | 17690568 | GUC1800137 | 52090AEO | JENERATOR MONOFAZE 30 kVA OTOMATIK DIZEL | DONANIM | RADIO NETWORK | ENERJI SAGLAYICILARI VE EKIPMANLARI | POWER | GENERATOR | X | X | SEBEKE SATINALMA | 2018-11-15 16:47 | 2020-12-01 02:10 | Turkcell İletişim | TSE | TAS1AEA | 1
92277 | ZEKIY |  | Indoor System | RN SAHA | 17690594 | 618F14000152 | 24022753 | Leoch 150AH FT12-150 | DONANIM | RADIO NETWORK | ENERJI SAGLAYICILARI VE EKIPMANLARI | POWER | BATTERY | X | X | SEBEKE SATINALMA | 2018-11-15 16:52 | 2020-12-01 02:10 | Turkcell İletişim | TSE | TAS1AEA | 1
92277 | ZEKIY |  | Indoor System | RN SAHA | 17690596 | 618F14000154 | 24022753 | Leoch 150AH FT12-150 | DONANIM | RADIO NETWORK | ENERJI SAGLAYICILARI VE EKIPMANLARI | POWER | BATTERY | X | X | SEBEKE SATINALMA | 2018-11-15 16:52 | 2020-12-01 02:10 | Turkcell İletişim | TSE | TAS1AEA | 1
92277 | ZEKIY |  | Indoor System | RN SAHA | 17690642 | 618F15000442 | 24022753 | Leoch 150AH FT12-150 | DONANIM | RADIO NETWORK | ENERJI SAGLAYICILARI VE EKIPMANLARI | POWER | BATTERY | X | X | SEBEKE SATINALMA | 2018-11-15 16:52 | 2020-12-01 02:10 | Turkcell İletişim | TSE | TAS1AEA | 1
92277 | ZEKIY |  | Indoor System | RN SAHA | 17690995 | 618F15000475 | 24022753 | Leoch 150AH FT12-150 | DONANIM | RADIO NETWORK | ENERJI SAGLAYICILARI VE EKIPMANLARI | POWER | BATTERY | X | X | SEBEKE SATINALMA | 2018-11-15 16:54 | 2020-12-01 02:10 | Turkcell İletişim | TSE | TAS1AEA | 1
92277 | ZEKIY |  | Indoor System | RN SAHA | 17943656 | SD828473823 | KRC 161 495/1 | Radio 4415 B7 (2600MHz) | DONANIM | RADIO NETWORK | KABIN VE EKIPMANLARI | ENODE-B PACK | CABINET EQUIPMENT | REMOTE RADIO UNIT | X | SEBEKE SATINALMA | 2019-01-08 14:56 | 2020-12-01 02:10 | Turkcell İletişim | TSE | TAS1AEA | 1
92277 | ZEKIY |  | Indoor System | RN SAHA | 18228092 | SDD10811812 | BKV 106 232/1 | FAN/FAN 05: Fan tray, 24 VDC, 1.6 A, 320 | DONANIM | RADIO NETWORK | KABIN VE EKIPMANLARI | NODE-B | CABINET EQUIPMENT | X | X | SEBEKE SATINALMA | 2019-03-04 10:38 | 2020-12-01 02:10 | Turkcell İletişim | TSE | TAS1AEA | 1
92277 | ZEKIY |  | Indoor System | RN SAHA | 18237454 | SDD10804650 | BKV 106 232/1 | FAN/FAN 05: Fan tray, 24 VDC, 1.6 A, 320 | DONANIM | RADIO NETWORK | KABIN VE EKIPMANLARI | NODE-B | CABINET EQUIPMENT | X | X | SEBEKE SATINALMA | 2019-03-04 11:40 | 2020-12-01 02:10 | Turkcell İletişim | TSE | TAS1AEA | 1
92277 | ZEKIY |  | Indoor System | RN SAHA | 18365056 | 2303007818122500173 | 23030078 | QUAD-BAND COMBINER,4X200W,7/16DIN-F,OUTD | DONANIM | RADIO NETWORK | KURULUM MALZEMELERI | RBS | EXTERNAL EQUIPMENT | MULTIBAND COMBINER | X | SEBEKE SATINALMA | 2019-03-19 09:36 | 2020-12-01 02:10 | Turkcell İletişim | TSE | TAS1AEA | 1
92277 | ZEKIY |  | Indoor System | RN SAHA | 18365127 | 2303007818122500164 | 23030078 | QUAD-BAND COMBINER,4X200W,7/16DIN-F,OUTD | DONANIM | RADIO NETWORK | KURULUM MALZEMELERI | RBS | EXTERNAL EQUIPMENT | MULTIBAND COMBINER | X | SEBEKE SATINALMA | 2019-03-19 09:52 | 2020-12-01 02:10 | Turkcell İletişim | TSE | TAS1AEA | 1
92277 | ZEKIY |  | Indoor System | RN SAHA | 18450092 | 618G25000403 | 24022753 | Leoch 150AH FT12-150 | DONANIM | RADIO NETWORK | ENERJI SAGLAYICILARI VE EKIPMANLARI | POWER | BATTERY | X | X | SEBEKE SATINALMA | 2019-04-05 15:45 | 2020-12-01 02:10 | Turkcell İletişim | TSE | TAS1AEA | 1
92277 | ZEKIY |  | Indoor System | RN SAHA | 18467603 | 618H06000492 | 24022753 | Leoch 150AH FT12-150 | DONANIM | RADIO NETWORK | ENERJI SAGLAYICILARI VE EKIPMANLARI | POWER | BATTERY | X | X | SEBEKE SATINALMA | 2019-04-08 14:21 | 2020-12-01 02:10 | Turkcell İletişim | TSE | TAS1AEA | 1
92277 | ZEKIY |  | Indoor System | RN SAHA | 18467618 | 618H06000508 | 24022753 | Leoch 150AH FT12-150 | DONANIM | RADIO NETWORK | ENERJI SAGLAYICILARI VE EKIPMANLARI | POWER | BATTERY | X | X | SEBEKE SATINALMA | 2019-04-08 14:21 | 2020-12-01 02:10 | Turkcell İletişim | TSE | TAS1AEA | 1
92277 | ZEKIY |  | Indoor System | RN SAHA | 18594325 | 619B16001032 | 24022753 | Leoch 150AH FT12-150 | DONANIM | RADIO NETWORK | ENERJI SAGLAYICILARI VE EKIPMANLARI | POWER | BATTERY | X | X | SEBEKE SATINALMA | 2019-05-06 15:42 | 2020-12-01 02:10 | Turkcell İletişim | TSE | TAS1AEA | 1
92277 | ZEKIY |  | Indoor System | RN SAHA | 18594331 | 619B17000240 | 24022753 | Leoch 150AH FT12-150 | DONANIM | RADIO NETWORK | ENERJI SAGLAYICILARI VE EKIPMANLARI | POWER | BATTERY | X | X | SEBEKE SATINALMA | 2019-05-06 15:42 | 2020-12-01 02:10 | Turkcell İletişim | TSE | TAS1AEA | 1
92277 | ZEKIY |  | Indoor System | RN SAHA | 18597951 | 619A29000543 | 24022753 | Leoch 150AH FT12-150 | DONANIM | RADIO NETWORK | ENERJI SAGLAYICILARI VE EKIPMANLARI | POWER | BATTERY | X | X | SEBEKE SATINALMA | 2019-05-06 16:23 | 2020-12-01 02:10 | Turkcell İletişim | TSE | TAS1AEA | 1
92277 | ZEKIY |  | Indoor System | RN SAHA | 18599375 | 619B16000709 | 24022753 | Leoch 150AH FT12-150 | DONANIM | RADIO NETWORK | ENERJI SAGLAYICILARI VE EKIPMANLARI | POWER | BATTERY | X | X | SEBEKE SATINALMA | 2019-05-06 16:53 | 2020-12-01 02:10 | Turkcell İletişim | TSE | TAS1AEA | 1
92277 | ZEKIY |  | Indoor System | RN SAHA | 18599401 | 619B17000311 | 24022753 | Leoch 150AH FT12-150 | DONANIM | RADIO NETWORK | ENERJI SAGLAYICILARI VE EKIPMANLARI | POWER | BATTERY | X | X | SEBEKE SATINALMA | 2019-05-06 16:53 | 2020-12-01 02:10 | Turkcell İletişim | TSE | TAS1AEA | 1
92277 | ZEKIY |  | Indoor System | RN SAHA | 18599425 | 619B18000220 | 24022753 | Leoch 150AH FT12-150 | DONANIM | RADIO NETWORK | ENERJI SAGLAYICILARI VE EKIPMANLARI | POWER | BATTERY | X | X | SEBEKE SATINALMA | 2019-05-06 16:53 | 2020-12-01 02:10 | Turkcell İletişim | TSE | TAS1AEA | 1
92277 | ZEKIY |  | Indoor System | RN SAHA | 18603197 | 619B18000217 | 24022753 | Leoch 150AH FT12-150 | DONANIM | RADIO NETWORK | ENERJI SAGLAYICILARI VE EKIPMANLARI | POWER | BATTERY | X | X | SEBEKE SATINALMA | 2019-05-07 08:31 | 2020-12-01 02:10 | Turkcell İletişim | TSE | TAS1AEA | 1
92277 | ZEKIY |  | Indoor System | RN SAHA | 18604314 | 619B17000231 | 24022753 | Leoch 150AH FT12-150 | DONANIM | RADIO NETWORK | ENERJI SAGLAYICILARI VE EKIPMANLARI | POWER | BATTERY | X | X | SEBEKE SATINALMA | 2019-05-07 09:22 | 2020-12-01 02:10 | Turkcell İletişim | TSE | TAS1AEA | 1
92277 | ZEKIY |  | Indoor System | RN SAHA | 18692523 | SDN2002C4E5 | BFZ 622 72/3D11H | ANT3 C 0.6 38 HPX | DONANIM | TRANSPORT NETWORK | ANTEN | MW RL | OUTDOOR | OUTDOOR UNIT | X | SEBEKE SATINALMA | 2019-05-16 08:34 | 2020-12-01 02:10 | Turkcell İletişim | TSE | TAS1AEA | 1
92277 | ZEKIY |  | Indoor System | RN SAHA | 18731205 | SCR9N718645 | UKL 402 20/11H | MINI-LINK 6363 38/11L 38 GHz RAU HIGH | DONANIM | TRANSPORT NETWORK | DIGER | MW RL | RAU | OUTDOOR UNIT | 38 GHZ | SEBEKE SATINALMA | 2019-05-21 10:49 | 2020-12-01 02:10 | Turkcell İletişim | TSE | TAS1AEA | 1
92277 | ZEKIY |  | Indoor System | RN SAHA | 18731225 | SCR9N705015 | UKL 402 20/11H | MINI-LINK 6363 38/11L 38 GHz RAU HIGH | DONANIM | TRANSPORT NETWORK | DIGER | MW RL | RAU | OUTDOOR UNIT | 38 GHZ | SEBEKE SATINALMA | 2019-05-21 10:49 | 2020-12-01 02:10 | Turkcell İletişim | TSE | TAS1AEA | 1
92277 | ZEKIY |  | Indoor System | RN SAHA | 19136348 | 2303007819050700138 | 23030078 | QUAD-BAND COMBINER,4X200W,7/16DIN-F,OUTD | DONANIM | RADIO NETWORK | KURULUM MALZEMELERI | RBS | EXTERNAL EQUIPMENT | MULTIBAND COMBINER | X | SEBEKE SATINALMA | 2019-07-25 16:00 | 2020-12-01 02:10 | Turkcell İletişim | TSE | TAS1AEA | 1
92277 | ZEKIY |  | Indoor System | RN SAHA | 19136350 | 2303007819050700140 | 23030078 | QUAD-BAND COMBINER,4X200W,7/16DIN-F,OUTD | DONANIM | RADIO NETWORK | KURULUM MALZEMELERI | RBS | EXTERNAL EQUIPMENT | MULTIBAND COMBINER | X | SEBEKE SATINALMA | 2019-07-25 16:00 | 2020-12-01 02:10 | Turkcell İletişim | TSE | TAS1AEA | 1
92277 | ZEKIY |  | Indoor System | RN SAHA | 19136578 | 2303007819050700077 | 23030078 | QUAD-BAND COMBINER,4X200W,7/16DIN-F,OUTD | DONANIM | RADIO NETWORK | KURULUM MALZEMELERI | RBS | EXTERNAL EQUIPMENT | MULTIBAND COMBINER | X | SEBEKE SATINALMA | 2019-07-25 16:00 | 2020-12-01 02:10 | Turkcell İletişim | TSE | TAS1AEA | 1
92277 | ZEKIY |  | Indoor System | RN SAHA | 19136579 | 2303007819050700078 | 23030078 | QUAD-BAND COMBINER,4X200W,7/16DIN-F,OUTD | DONANIM | RADIO NETWORK | KURULUM MALZEMELERI | RBS | EXTERNAL EQUIPMENT | MULTIBAND COMBINER | X | SEBEKE SATINALMA | 2019-07-25 16:00 | 2020-12-01 02:10 | Turkcell İletişim | TSE | TAS1AEA | 1
92277 | ZEKIY |  | Indoor System | RN SAHA | 19549976 | SE23A150298 | KRC 161 637/1 | Radio 4415 B3 (1800MHz) | DONANIM | RADIO NETWORK | KABIN VE EKIPMANLARI | ENODE-B PACK | CABINET EQUIPMENT | REMOTE RADIO UNIT | X | SEBEKE SATINALMA | 2019-10-17 10:27 | 2020-12-01 02:10 | Turkcell İletişim | TSE | TAS1AEA | 1
92277 | ZEKIY |  | Indoor System | RN SAHA | 19550132 | SE23A150415 | KRC 161 637/1 | Radio 4415 B3 (1800MHz) | DONANIM | RADIO NETWORK | KABIN VE EKIPMANLARI | ENODE-B PACK | CABINET EQUIPMENT | REMOTE RADIO UNIT | X | SEBEKE SATINALMA | 2019-10-17 10:27 | 2020-12-01 02:10 | Turkcell İletişim | TSE | TAS1AEA | 1
92277 | ZEKIY |  | Indoor System | RN SAHA | 19990315 | HJ3817FM0H | MBA6-9F-E-H3-C2-K | 1695-2690 MHz, Ultra Wideband Six Beam Antenna | DONANIM | RADIO NETWORK | ANTEN | ANTENNA | OUTDOOR | UMTS | X | SEBEKE SATINALMA | 2019-12-12 17:36 | 2021-02-14 15:34 | Turkcell İletişim | TSE | TAS1AEA | 1
92277 | ZEKIY |  | Indoor System | RN SAHA | 20433161 | SDD10818329 | BKV 106 232/1 | FAN/FAN 05: Fan tray, 24 VDC, 1.6 A, 320 | DONANIM | RADIO NETWORK | KABIN VE EKIPMANLARI | NODE-B | CABINET EQUIPMENT | X | X | SEBEKE SATINALMA | 2020-02-13 13:23 | 2021-06-08 14:42 | Turkcell İletişim | TSE | TAS1AEA | 1
92277 | ZEKIY |  | Indoor System | RN SAHA | 20889668 | SB442453768 | KRC 161 637/1 | Radio 4415 B3 (1800MHz) | DONANIM | RADIO NETWORK | KABIN VE EKIPMANLARI | ENODE-B PACK | CABINET EQUIPMENT | REMOTE RADIO UNIT | X | SEBEKE SATINALMA | 2020-05-06 15:13 | 2021-02-14 15:32 | Turkcell İletişim | TSE | TAS1AEA | 1
92277 | ZEKIY |  | Indoor System | RN SAHA | 20991436 | STU8U008RE9 | KRC 161 549/1 | Radio 2217 B20;Radio Unit | DONANIM | RADIO NETWORK | KABIN VE EKIPMANLARI | ENODE-B | CABINET EQUIPMENT | REMOTE RADIO UNIT | X | SEBEKE SATINALMA | 2020-05-17 11:48 | 2021-02-16 19:46 | Turkcell İletişim | TSE | TAS1AEA | 1
92277 | ZEKIY |  | Indoor System | RN SAHA | 21081028 | YKM2020000907 | 52101AJR | ASIRI GERILIM KORUMA PANOSU CLASS I-II ISKRA - OUTDOOR | DONANIM | RADIO NETWORK | KONVERTOR VE SAYAC | POWER | POWERBOX | AGKP | X | SEBEKE SATINALMA | 2020-06-03 11:41 | 2020-12-01 02:10 | Turkcell İletişim | TSE | TAS1AEA | 1
92277 | ZEKIY |  | Indoor System | RN SAHA | 21334315 | SE23B396210 | KDU 137 848/11 | PROCESSOR UNIT/Baseband 6630; Digital Unit | DONANIM | RADIO NETWORK | KABIN VE EKIPMANLARI | ENODE-B | CABINET EQUIPMENT | DIGITAL UNIT | X | SEBEKE SATINALMA | 2020-06-25 13:33 | 2021-02-27 20:58 | Turkcell İletişim | TSE | TAS1AEA | 1
92277 | ZEKIY |  | Indoor System | RN SAHA | 22083798 | 032001623041 | 52090AFT | RRU DC ENERJI DAGITIM PANOSU V2 | DONANIM | RADIO NETWORK | KONVERTOR VE SAYAC | POWER | POWERBOX | X | X | SEBEKE SATINALMA | 2020-08-25 16:37 | 2020-12-07 16:50 | Turkcell İletişim | TSE | TAS1AEA | 1
92277 | ZEKIY |  | Indoor System | RN SAHA | 22384651 | STU8U00EVW5 | KRC 161 670/1 | Radio 2219 B8 | DONANIM | RADIO NETWORK | KABIN VE EKIPMANLARI | ENODE-B | CABINET EQUIPMENT | REMOTE RADIO UNIT | X | SEBEKE SATINALMA | 2020-09-25 17:02 | 2020-12-07 15:54 | Turkcell İletişim | TSE | TAS1AEA | 1
92277 | ZEKIY |  | Indoor System | RN SAHA | 22384686 | STU8U00EW7G | KRC 161 670/1 | Radio 2219 B8 | DONANIM | RADIO NETWORK | KABIN VE EKIPMANLARI | ENODE-B | CABINET EQUIPMENT | REMOTE RADIO UNIT | X | SEBEKE SATINALMA | 2020-09-25 17:02 | 2020-12-07 15:53 | Turkcell İletişim | TSE | TAS1AEA | 1
92277 | ZEKIY |  | Indoor System | RN SAHA | 22489889 | STU8U00FTZ0 | KRC 161 670/1 | Radio 2219 B8 | DONANIM | RADIO NETWORK | KABIN VE EKIPMANLARI | ENODE-B | CABINET EQUIPMENT | REMOTE RADIO UNIT | X | SEBEKE SATINALMA | 2020-10-14 12:41 | 2020-12-07 15:53 | Turkcell İletişim | TSE | TAS1AEA | 1
92277 | ZEKIY |  | Indoor System | RN SAHA | 22490061 | STU8U00FUPR | KRC 161 670/1 | Radio 2219 B8 | DONANIM | RADIO NETWORK | KABIN VE EKIPMANLARI | ENODE-B | CABINET EQUIPMENT | REMOTE RADIO UNIT | X | SEBEKE SATINALMA | 2020-10-14 12:42 | 2020-12-07 15:53 | Turkcell İletişim | TSE | TAS1AEA | 1
92277 | ZEKIY |  | Indoor System | RN SAHA | 22749355 | SCA74516073 | KRC 161 495/1 | Radio 4415 B7 (2600MHz) | DONANIM | RADIO NETWORK | KABIN VE EKIPMANLARI | ENODE-B PACK | CABINET EQUIPMENT | REMOTE RADIO UNIT | X | SEBEKE SATINALMA | 2020-10-21 14:43 | 2021-02-14 15:28 | Turkcell İletişim | TSE | TAS1AEA | 1
92277 | ZEKIY |  | Indoor System | RN SAHA | 22749444 | STU8U00GF4E | KRC 161 495/1 | Radio 4415 B7 (2600MHz) | DONANIM | RADIO NETWORK | KABIN VE EKIPMANLARI | ENODE-B PACK | CABINET EQUIPMENT | REMOTE RADIO UNIT | X | SEBEKE SATINALMA | 2020-10-21 14:43 | 2021-02-14 15:30 | Turkcell İletişim | TSE | TAS1AEA | 1
92277 | ZEKIY |  | Indoor System | RN SAHA | 22749860 | STU8U00GFMP | KRC 161 622/1 | Radio 2219 B1 | DONANIM | RADIO NETWORK | KABIN VE EKIPMANLARI | ENODE-B | CABINET EQUIPMENT | REMOTE RADIO UNIT | X | SEBEKE SATINALMA | 2020-10-21 14:54 | 2020-12-01 02:10 | Turkcell İletişim | TSE | TAS1AEA | 1
92277 | ZEKIY |  | Indoor System | RN SAHA | 22749898 | STU8U00GFM1 | KRC 161 622/1 | Radio 2219 B1 | DONANIM | RADIO NETWORK | KABIN VE EKIPMANLARI | ENODE-B | CABINET EQUIPMENT | REMOTE RADIO UNIT | X | SEBEKE SATINALMA | 2020-10-21 14:54 | 2020-12-01 02:10 | Turkcell İletişim | TSE | TAS1AEA | 1
92277 | ZEKIY |  | Indoor System | RN SAHA | 22752134 | SCR9Q986965 | ROJ 119 2508/1 | PFU 1101 | DONANIM | TRANSPORT NETWORK | BOARD AND CARD | MW RL | CARD | INDOOR UNIT | ML TN | SEBEKE SATINALMA | 2020-10-21 15:37 | 2021-03-29 11:44 | Turkcell İletişim | TSE | TAS1AEA | 1 | SD68X104466
92277 | ZEKIY |  | Indoor System | RN SAHA | 22752664 | SD68X104466 | BFL 510 110/1 | MINI-LINK 6691 | DONANIM | TRANSPORT NETWORK | DIGER | MW RL | NODE | INDOOR UNIT | ML TN | SEBEKE SATINALMA | 2020-10-21 15:37 | 2021-03-29 11:44 | Turkcell İletişim | TSE | TAS1AEA | 1
92277 | ZEKIY |  | Indoor System | RN SAHA | 22752791 | SC580548974 | BFB 109 043/1 | FAU 1101 | DONANIM | TRANSPORT NETWORK | BOARD AND CARD | MW RL | CARD | INDOOR UNIT | ML TN | SEBEKE SATINALMA | 2020-10-21 15:37 | 2021-03-29 11:44 | Turkcell İletişim | TSE | TAS1AEA | 1 | SD68X104466
92277 | ZEKIY |  | Indoor System | RN SAHA | 22752834 | SCR9Q937216 | ROJ 208 1325/1 | NPU 1003 | DONANIM | TRANSPORT NETWORK | BOARD AND CARD | MW RL | CARD | INDOOR UNIT | ML TN | SEBEKE SATINALMA | 2020-10-21 15:37 | 2021-03-29 11:44 | Turkcell İletişim | TSE | TAS1AEA | 1 | SD68X104466
92277 | ZEKIY |  | Indoor System | RN SAHA | 23111993 | STU8U00GDC4 | KRC 161 622/1 | Radio 2219 B1 | DONANIM | RADIO NETWORK | KABIN VE EKIPMANLARI | ENODE-B | CABINET EQUIPMENT | REMOTE RADIO UNIT | X | SEBEKE SATINALMA | 2020-11-09 17:01 | 2020-12-01 02:10 | Turkcell İletişim | TSE | TAS1AEA | 1
92277 | ZEKIY |  | Indoor System | RN SAHA | 23111997 | STU8U00GFM3 | KRC 161 622/1 | Radio 2219 B1 | DONANIM | RADIO NETWORK | KABIN VE EKIPMANLARI | ENODE-B | CABINET EQUIPMENT | REMOTE RADIO UNIT | X | SEBEKE SATINALMA | 2020-11-09 17:01 | 2020-12-01 02:10 | Turkcell İletişim | TSE | TAS1AEA | 1
92277 | ZEKIY |  | Indoor System | RN SAHA | 23112001 | STU8U00GGQB | KRC 161 622/1 | Radio 2219 B1 | DONANIM | RADIO NETWORK | KABIN VE EKIPMANLARI | ENODE-B | CABINET EQUIPMENT | REMOTE RADIO UNIT | X | SEBEKE SATINALMA | 2020-11-09 17:01 | 2020-12-01 02:10 | Turkcell İletişim | TSE | TAS1AEA | 1
92277 | ZEKIY |  | Indoor System | RN SAHA | 23264263 | SDD10840013 | BKV 106 232/1 | FAN/FAN 05: Fan tray, 24 VDC, 1.6 A, 320 | DONANIM | RADIO NETWORK | KABIN VE EKIPMANLARI | NODE-B | CABINET EQUIPMENT | X | X | SEBEKE SATINALMA | 2020-12-02 14:37 | 2021-05-31 00:09 | Turkcell İletişim | TSE | TAS1AEA | 1
92277 | ZEKIY |  | Indoor System | RN SAHA | 23576118 | CA2091668574 | ODI2-065R15M18JKD02-GQ | 8X Pol, 65° | DONANIM | RADIO NETWORK | ANTEN | ANTENNA | OUTDOOR | DUAL BAND | X | SEBEKE SATINALMA | 2021-01-20 10:22 | 2021-05-31 00:07 | Turkcell İletişim | TSE | TAS1AEA | 1
92277 | ZEKIY |  | Indoor System | RN SAHA | 23576328 | CA2091884830 | ODI2-065R15M18JKD02-GQ | 8X Pol, 65° | DONANIM | RADIO NETWORK | ANTEN | ANTENNA | OUTDOOR | DUAL BAND | X | SEBEKE SATINALMA | 2021-01-20 10:22 | 2021-05-31 00:06 | Turkcell İletişim | TSE | TAS1AEA | 1
92277 | ZEKIY |  | Indoor System | RN SAHA | 23576333 | CA2091884836 | ODI2-065R15M18JKD02-GQ | 8X Pol, 65° | DONANIM | RADIO NETWORK | ANTEN | ANTENNA | OUTDOOR | DUAL BAND | X | SEBEKE SATINALMA | 2021-01-20 10:22 | 2021-05-31 00:06 | Turkcell İletişim | TSE | TAS1AEA | 1
92277 | ZEKIY |  | Indoor System | RN SAHA | 23745732 | SCR9R351715 | ROJ 119 2505/1 | MMU 1002 | DONANIM | TRANSPORT NETWORK | BOARD AND CARD | MW RL | MODEM | INDOOR UNIT | ML TN | SEBEKE SATINALMA | 2021-02-10 08:46 | 2021-03-29 11:42 | Turkcell İletişim | TSE | TAS1AEA | 1
92277 | ZEKIY |  | Indoor System | RN SAHA | 23792782 | SDN2009729F | BFZ 622 72/3D07H | ANT3 C 0.6 23 HPX | DONANIM | TRANSPORT NETWORK | ANTEN | MW RL | OUTDOOR | OUTDOOR UNIT | X | SEBEKE SATINALMA | 2021-02-18 11:29 | 2021-03-29 11:43 | Turkcell İletişim | TSE | TAS1AEA | 1
92277 | ZEKIY |  | Indoor System | RN SAHA | 23808368 | SCR9R509051 | UKL 402 15/02L | MINI-LINK 6363 23/02L | DONANIM | TRANSPORT NETWORK | DIGER | MW RL | RAU | OUTDOOR UNIT | 23 GHZ | SEBEKE SATINALMA | 2021-02-19 16:15 | 2021-03-29 11:43 | Turkcell İletişim | TSE | TAS1AEA | 1
92277 | ZEKIY |  | Indoor System | RN SAHA | 23808375 | SCR9R513634 | UKL 402 15/02L | MINI-LINK 6363 23/02L | DONANIM | TRANSPORT NETWORK | DIGER | MW RL | RAU | OUTDOOR UNIT | 23 GHZ | SEBEKE SATINALMA | 2021-02-19 16:15 | 2021-03-29 11:43 | Turkcell İletişim | TSE | TAS1AEA | 1
92277 | ZEKIY |  | Indoor System | RN SAHA | 24298731 | SCA74605959 | KRC 161 495/1 | Radio 4415 B7 (2600MHz) | DONANIM | RADIO NETWORK | KABIN VE EKIPMANLARI | ENODE-B PACK | CABINET EQUIPMENT | REMOTE RADIO UNIT | X | SEBEKE SATINALMA | 2021-04-29 10:09 | 2021-05-31 00:09 | Turkcell İletişim | TSE | TAS1AEA | 1
92277 | ZEKIY |  | Indoor System | RN SAHA | 4540056 | KRL0002151 | 51130AKO | BİGS STANDART PAKET | DONANIM | RADIO NETWORK | DIGER | TOOL | X | X | X | SEBEKE SATINALMA | 2014-12-20 | 2020-12-01 02:10 | Turkcell İletişim | TSE | TAS1AEA | 1
92277 | ZEKIY |  | Indoor System | RN SAHA | 4544765 | KRL2000522 | 51130AKP | BiGS ELEKTROMEKANiK KiLiT SiSTEMi | DONANIM | RADIO NETWORK | DIGER | TOOL | X | X | X | SEBEKE SATINALMA | 2014-12-17 | 2020-12-01 02:10 | Turkcell İletişim | TSE | TAS1AEA | 1
92277 | ZEKIY |  | Indoor System | RN SAHA | 4558360 | KRL4000285 | 51130AKS | BİGS DIŞ IP KAMERA | DONANIM | RADIO NETWORK | DIGER | TOOL | X | X | X | SEBEKE SATINALMA | 2014-12-17 | 2020-12-01 02:10 | Turkcell İletişim | TSE | TAS1AEA | 1
92277 | ZEKIY |  | Indoor System | RN SAHA | 4573305 | KRL5000371 | 51130AKT | BiGS DIs HAREKET SENSoRu | DONANIM | RADIO NETWORK | DIGER | TOOL | X | X | X | SEBEKE SATINALMA | 2014-12-17 | 2020-12-01 02:10 | Turkcell İletişim | TSE | TAS1AEA | 1
92277 | ZEKIY |  | Indoor System | RN SAHA | 4590545 | KRL6000345 | 51130AKV | BiGS DARBE SENSoRu | DONANIM | RADIO NETWORK | DIGER | TOOL | X | X | X | SEBEKE SATINALMA | 2014-12-17 | 2020-12-01 02:10 | Turkcell İletişim | TSE | TAS1AEA | 1
92277 | ZEKIY |  | Indoor System | RN SAHA | 4596391 | SD167127940 | 104/BFL 901 009 | EQUIPPED CABINET/RBS 6601;AGO GSM | DONANIM | RADIO NETWORK | KABIN VE EKIPMANLARI | RBS PACK | CABINET | X | X | SEBEKE SATINALMA | 2013-06-10 | 2020-12-01 02:10 | Turkcell İletişim | TSE | TAS1AEA | 1
92277 | ZEKIY |  | Indoor System | RN SAHA | 4596614 | SD167103486 | 104/BFL 901 009 | EQUIPPED CABINET/RBS 6601;AGO GSM | DONANIM | RADIO NETWORK | KABIN VE EKIPMANLARI | RBS PACK | CABINET | X | X | SEBEKE SATINALMA | 2013-06-10 | 2020-12-01 02:10 | Turkcell İletişim | TSE | TAS1AEA | 1
92277 | ZEKIY |  | Indoor System | RN SAHA | 4615507 | GL084601509W0 | 52020BFN | DELTA RECTIFIER 6U CABINET (-48V/24V_KORUMALI) | DONANIM | RADIO NETWORK | KONVERTOR VE SAYAC | POWER | RECTIFIER | DELTA | X | SEBEKE SATINALMA | 2008-12-01 | 2020-12-01 02:10 | Turkcell İletişim | TSE | TAS1AEA | 1
92277 | ZEKIY |  | Indoor System | RN SAHA | 4648707 | HEQ134300722W0 | 52020BJB | DELTA HE RECTIFIER 6U CABINET (-8V/24V_K_DONUŞTURUCUSUZ) | DONANIM | RADIO NETWORK | KONVERTOR VE SAYAC | POWER | RECTIFIER | DELTA | X | SEBEKE SATINALMA | 2013-11-07 | 2020-12-01 02:10 | Turkcell İletişim | TSE | TAS1AEA | 1
92277 | ZEKIY |  | Indoor System | RN SAHA | 4673102 | KL1821 | GT1085 | 50m 130x12 Kafes Kule | DONANIM | SAHA MALZEMELERI | KULE | KAFES | 50 | 130 | 12 | SEBEKE SATINALMA | 2013-12-31 | 2020-12-01 02:10 | Turkcell İletişim | TSE | TAS1AEA | 1
92277 | ZEKIY |  | Indoor System | RN SAHA | 4715646 | PLJ2HCR | 3HE00062CB | SFP - GIGE BASE-T RJ45 R6/6 DDM -40/85C | DONANIM | TRANSPORT NETWORK | DIGER | TAN | SFP | 7750 | X | SEBEKE SATINALMA | 2012-04-14 | 2020-12-01 02:10 | Turkcell İletişim | TSE | TAS1AEA | 1
92277 | ZEKIY |  | Indoor System | RN SAHA | 4717847 | PMA16WP | 3HE00062CB | SFP - GIGE BASE-T RJ45 R6/6 DDM -40/85C | DONANIM | TRANSPORT NETWORK | DIGER | TAN | SFP | 7750 | X | SEBEKE SATINALMA | 2012-05-30 | 2020-12-01 02:10 | Turkcell İletişim | TSE | TAS1AEA | 1
92277 | ZEKIY |  | Indoor System | RN SAHA | 4719494 | PPR0XNJ | 3HE00062CB | SFP - GIGE BASE-T RJ45 R6/6 DDM -40/85C | DONANIM | TRANSPORT NETWORK | DIGER | TAN | SFP | 7750 | X | SEBEKE SATINALMA | 2013-09-07 | 2020-12-01 02:10 | Turkcell İletişim | TSE | TAS1AEA | 1
92277 | ZEKIY |  | Indoor System | RN SAHA | 4724156 | PPM10YN | 3HE00062CB | SFP - GIGE BASE-T RJ45 R6/6 DDM -40/85C | DONANIM | TRANSPORT NETWORK | DIGER | TAN | SFP | 7750 | X | SEBEKE SATINALMA | 2013-09-06 | 2020-12-01 02:10 | Turkcell İletişim | TSE | TAS1AEA | 1
92277 | ZEKIY |  | Indoor System | RN SAHA | 4725280 | PP82R4K | 3HE00062CB | SFP - GIGE BASE-T RJ45 R6/6 DDM -40/85C | DONANIM | TRANSPORT NETWORK | DIGER | TAN | SFP | 7750 | X | SEBEKE SATINALMA | 2013-06-06 | 2020-12-01 02:10 | Turkcell İletişim | TSE | TAS1AEA | 1
92277 | ZEKIY |  | Indoor System | RN SAHA | 4730258 | PP80BWL | 3HE00062CB | SFP - GIGE BASE-T RJ45 R6/6 DDM -40/85C | DONANIM | TRANSPORT NETWORK | DIGER | TAN | SFP | 7750 | X | SEBEKE SATINALMA | 2013-06-07 | 2020-12-01 02:10 | Turkcell İletişim | TSE | TAS1AEA | 1
92277 | ZEKIY |  | Indoor System | RN SAHA | 4736865 | FCU11503 | 52060ADI | FCS3 Free Cooling Unit | DONANIM | RADIO NETWORK | IKLIMLENDIRME SISTEMLERI | SITEPREP | AIR CONDITIONER | FREECOOLING | X | SEBEKE SATINALMA | 2013-09-14 | 2020-12-01 02:10 | Turkcell İletişim | TSE | TAS1AEA | 1
92277 | ZEKIY |  | Indoor System | RN SAHA | 4795946 | HFJ142301099W0 | 52020BJL | DELTA HE PLUGIN CONTROL UNIT(-48V/24V) | DONANIM | RADIO NETWORK | KONVERTOR VE SAYAC | POWER | RECTIFIER | DELTA | X | SEBEKE SATINALMA | 2014-09-24 | 2020-12-01 02:10 | Turkcell İletişim | TSE | TAS1AEA | 1
92277 | ZEKIY |  | Indoor System | RN SAHA | 4800078 | HFJ134100855W0 | 52020BJL | DELTA HE PLUGIN CONTROL UNIT(-48V/24V) | DONANIM | RADIO NETWORK | KONVERTOR VE SAYAC | POWER | RECTIFIER | DELTA | X | SEBEKE SATINALMA | 2013-11-07 | 2020-12-01 02:10 | Turkcell İletişim | TSE | TAS1AEA | 1
92277 | ZEKIY |  | Indoor System | RN SAHA | 4820144 | LO084605066W0 | 52020BFL | DELTA CONTROL UNIT(-48V/24V) | DONANIM | RADIO NETWORK | KONVERTOR VE SAYAC | POWER | RECTIFIER | DELTA | X | SEBEKE SATINALMA | 2008-12-01 | 2020-12-01 02:10 | Turkcell İletişim | TSE | TAS1AEA | 1
92277 | ZEKIY |  | Indoor System | RN SAHA | 4834243 | 0HH1490764 | 52020BJM | DELTA RECTIFIER UZAKTAN ERISIM KARTI (-48V/24V) | DONANIM | RADIO NETWORK | KONVERTOR VE SAYAC | POWER | RECTIFIER | DELTA | X | SEBEKE SATINALMA | 2014-11-07 | 2020-12-01 02:10 | Turkcell İletişim | TSE | TAS1AEA | 1
92277 | ZEKIY |  | Indoor System | RN SAHA | 4841515 | FCF8688 | 52060ADJ | EPM PAPST Free Cooling Fan -48V DC | DONANIM | RADIO NETWORK | IKLIMLENDIRME SISTEMLERI | SITEPREP | AIR CONDITIONER | FREECOOLING | X | SEBEKE SATINALMA | 2011-09-27 | 2020-12-01 02:10 | Turkcell İletişim | TSE | TAS1AEA | 1
92277 | ZEKIY |  | Indoor System | RN SAHA | 4851210 | SBR81961268 | 1/BFL 901 009/1 | SUP 6601; Equipped mag | DONANIM | RADIO NETWORK | KABIN VE EKIPMANLARI | NODE-B | CABINET EQUIPMENT | X | X | SEBEKE SATINALMA | 2012-10-05 | 2020-12-01 02:10 | Turkcell İletişim | TSE | TAS1AEA | 1
92277 | ZEKIY |  | Indoor System | RN SAHA | 4851349 | SBR81961273 | 1/BFL 901 009/1 | SUP 6601; Equipped mag | DONANIM | RADIO NETWORK | KABIN VE EKIPMANLARI | NODE-B | CABINET EQUIPMENT | X | X | SEBEKE SATINALMA | 2012-10-05 | 2020-12-01 02:10 | Turkcell İletişim | TSE | TAS1AEA | 1
92277 | ZEKIY |  | Indoor System | RN SAHA | 4887060 | RGS000023689 | 51120AAS | 20U Transmisyon Kabineti (Turkcell Tipi) | DONANIM | TRANSPORT NETWORK | KABIN VE EKIPMANLARI | MW RL | CABINET | 20U | X | SEBEKE SATINALMA | 2013-05-09 | 2020-12-01 02:10 | Turkcell İletişim | TSE | TAS1AEA | 1
92277 | ZEKIY |  | Indoor System | RN SAHA | 4895505 | RGS000025092 | 51120AAS | 20U Transmisyon Kabineti (Turkcell Tipi) | DONANIM | TRANSPORT NETWORK | KABIN VE EKIPMANLARI | MW RL | CABINET | 20U | X | SEBEKE SATINALMA | 2013-12-02 | 2020-12-01 02:10 | Turkcell İletişim | TSE | TAS1AEA | 1
92277 | ZEKIY |  | Indoor System | RN SAHA | 4899724 | RGS000015198 | 51120AAS | 20U Transmisyon Kabineti (Turkcell Tipi) | DONANIM | TRANSPORT NETWORK | KABIN VE EKIPMANLARI | MW RL | CABINET | 20U | X | SEBEKE SATINALMA | 2011-06-02 | 2020-12-01 02:10 | Turkcell İletişim | TSE | TAS1AEA | 1
92277 | ZEKIY |  | Indoor System | RN SAHA | 4903795 | PL74FVV | 3HE00027CA | SFP - GIGE SX - LC ROHS 6/6 DDM -40/85C | DONANIM | TRANSPORT NETWORK | DIGER | TAN | SFP | 7750 | X | SEBEKE SATINALMA | 2011-09-16 | 2020-12-01 02:10 | Turkcell İletişim | TSE | TAS1AEA | 1
92277 | ZEKIY |  | Indoor System | RN SAHA | 4905751 | PP4472H | 3HE00027CA | SFP - GIGE SX - LC ROHS 6/6 DDM -40/85C | DONANIM | TRANSPORT NETWORK | DIGER | TAN | SFP | 7750 | X | SEBEKE SATINALMA | 2013-06-06 | 2020-12-01 02:10 | Turkcell İletişim | TSE | TAS1AEA | 1
92277 | ZEKIY |  | Indoor System | RN SAHA | 4908188 | OPT00003592 | 52050AET | Kule İkaz Lambası (LED & Alarmlı) | DONANIM | RADIO NETWORK | KULE | SITEPREP | TOWER | AUXILIARY MAT | X | SEBEKE SATINALMA | 2013-12-19 | 2020-12-01 02:10 | Turkcell İletişim | TSE | TAS1AEA | 1
92277 | ZEKIY |  | Indoor System | RN SAHA | 4998010 | AQM3474 | 3HE04823AA | SFP+ 10GIGE LR OPTICS MODULE - LC | DONANIM | TRANSPORT NETWORK | DIGER | TAN | SFP | 7750 | X | SEBEKE SATINALMA | 2014-03-27 | 2020-12-01 02:10 | Turkcell İletişim | TSE | TAS1AEA | 1
92277 | ZEKIY |  | Indoor System | RN SAHA | 4998058 | AQM2JSR | 3HE04823AA | SFP+ 10GIGE LR OPTICS MODULE - LC | DONANIM | TRANSPORT NETWORK | DIGER | TAN | SFP | 7750 | X | SEBEKE SATINALMA | 2014-03-27 | 2020-12-01 02:10 | Turkcell İletişim | TSE | TAS1AEA | 1
92277 | ZEKIY |  | Indoor System | RN SAHA | 5028089 | RGS000023978 | 51130AIL | 35U Turkcell tipi Transmisyon Çatısı | DONANIM | TRANSPORT NETWORK | KABIN VE EKIPMANLARI | MW RL | CABINET | 35U | X | SEBEKE SATINALMA | 2013-05-09 | 2020-12-01 02:10 | Turkcell İletişim | TSE | TAS1AEA | 1
92277 | ZEKIY |  | Indoor System | RN SAHA | 5043744 | 32300957 | 52070AFF | Klima Toshiba Invertorlu 22.000 BTU Ic Unite | DONANIM | RADIO NETWORK | IKLIMLENDIRME SISTEMLERI | SITEPREP | AIR CONDITIONER | INDOOR UNIT | X | SEBEKE SATINALMA | 2013-05-16 | 2020-12-01 02:10 | Turkcell İletişim | TSE | TAS1AEA | 1
92277 | ZEKIY |  | Indoor System | RN SAHA | 5065758 | SBR88344012 | 1/BFL 901 009/4 | C22P Sup 6601 | DONANIM | RADIO NETWORK | KABIN VE EKIPMANLARI | NODE-B | CABINET EQUIPMENT | X | X | SEBEKE SATINALMA | 2013-12-04 | 2020-12-01 02:10 | Turkcell İletişim | TSE | TAS1AEA | 1
92277 | ZEKIY |  | Indoor System | RN SAHA | 5071041 | SBR88193114 | 1/BFL 901 009/4 | C22P Sup 6601 | DONANIM | RADIO NETWORK | KABIN VE EKIPMANLARI | NODE-B | CABINET EQUIPMENT | X | X | SEBEKE SATINALMA | 2013-08-14 | 2020-12-01 02:10 | Turkcell İletişim | TSE | TAS1AEA | 1
92277 | ZEKIY |  | Indoor System | RN SAHA | 5072681 | SBR82634606 | 1/BFL 901 009/4 | C22P Sup 6601 | DONANIM | RADIO NETWORK | KABIN VE EKIPMANLARI | NODE-B | CABINET EQUIPMENT | X | X | SEBEKE SATINALMA | 2013-06-10 | 2020-12-01 02:10 | Turkcell İletişim | TSE | TAS1AEA | 1
92277 | ZEKIY |  | Indoor System | RN SAHA | 5073159 | SBR88123923 | 1/BFL 901 009/4 | C22P Sup 6601 | DONANIM | RADIO NETWORK | KABIN VE EKIPMANLARI | NODE-B | CABINET EQUIPMENT | X | X | SEBEKE SATINALMA | 2013-06-10 | 2020-12-01 02:10 | Turkcell İletişim | TSE | TAS1AEA | 1
92277 | ZEKIY |  | Indoor System | RN SAHA | 5116487 | 60110100212470 | 52070AFG | Klima Toshiba Invertorlu 22.000 BTU Dis Unite | DONANIM | RADIO NETWORK | IKLIMLENDIRME SISTEMLERI | SITEPREP | AIR CONDITIONER | OUTDOOR UNIT | X | SEBEKE SATINALMA | 2013-07-10 | 2020-12-01 02:10 | Turkcell İletişim | TSE | TAS1AEA | 1
92277 | ZEKIY |  | Indoor System | RN SAHA | 5122856 | BSS001000300 | 52080ACH | SEPERASYON 3X2 Outdoor | DONANIM | RADIO NETWORK | KONTEYNER | SITEPREP | CONTAINER | X | X | SEBEKE SATINALMA | 2013-07-03 | 2020-12-01 02:10 | Turkcell İletişim | TSE | TAS1AEA | 1
92277 | ZEKIY |  | Indoor System | RN SAHA | 5147872 | E102803487 | 52090ADM | RRU DC ENERJI DAGITIM PANOSU | DONANIM | RADIO NETWORK | KONVERTOR VE SAYAC | POWER | POWERBOX | X | X | SEBEKE SATINALMA | 2010-07-23 | 2020-12-01 02:10 | Turkcell İletişim | TSE | TAS1AEA | 1
92277 | ZEKIY |  | Indoor System | RN SAHA | 5147956 | RRU0700135 | 52090ADM | RRU DC ENERJI DAGITIM PANOSU | DONANIM | RADIO NETWORK | KONVERTOR VE SAYAC | POWER | POWERBOX | X | X | SEBEKE SATINALMA | 2012-03-14 | 2020-12-01 02:10 | Turkcell İletişim | TSE | TAS1AEA | 1
92277 | ZEKIY |  | Indoor System | RN SAHA | 5151495 | RRU1412371 | 52090ADM | RRU DC ENERJI DAGITIM PANOSU | DONANIM | RADIO NETWORK | KONVERTOR VE SAYAC | POWER | POWERBOX | X | X | SEBEKE SATINALMA | 2014-03-18 | 2020-12-01 02:10 | Turkcell İletişim | TSE | TAS1AEA | 1
92277 | ZEKIY |  | Indoor System | RN SAHA | 5215670 | VI142808319W0 | 52020BIZ | DELTA HE RECTIFIER UNIT 2900 Watt (-48V/24V) (ÜRETİCİ KODU:ESR-48/56B A-S) | DONANIM | RADIO NETWORK | KONVERTOR VE SAYAC | POWER | RECTIFIER | DELTA | X | SEBEKE SATINALMA | 2014-09-15 | 2020-12-01 02:10 | Turkcell İletişim | TSE | TAS1AEA | 1
92277 | ZEKIY |  | Indoor System | RN SAHA | 5243139 | VI134307018W0 | 52020BIZ | DELTA HE RECTIFIER UNIT 2900 Watt (-48V/24V) (ÜRETİCİ KODU:ESR-48/56B A-S) | DONANIM | RADIO NETWORK | KONVERTOR VE SAYAC | POWER | RECTIFIER | DELTA | X | SEBEKE SATINALMA | 2013-11-07 | 2020-12-01 02:10 | Turkcell İletişim | TSE | TAS1AEA | 1
92277 | ZEKIY |  | Indoor System | RN SAHA | 5243158 | VI134307038W0 | 52020BIZ | DELTA HE RECTIFIER UNIT 2900 Watt (-48V/24V) (ÜRETİCİ KODU:ESR-48/56B A-S) | DONANIM | RADIO NETWORK | KONVERTOR VE SAYAC | POWER | RECTIFIER | DELTA | X | SEBEKE SATINALMA | 2013-11-07 | 2020-12-01 02:10 | Turkcell İletişim | TSE | TAS1AEA | 1
92277 | ZEKIY |  | Indoor System | RN SAHA | 5243867 | VI134306955W0 | 52020BIZ | DELTA HE RECTIFIER UNIT 2900 Watt (-48V/24V) (ÜRETİCİ KODU:ESR-48/56B A-S) | DONANIM | RADIO NETWORK | KONVERTOR VE SAYAC | POWER | RECTIFIER | DELTA | X | SEBEKE SATINALMA | 2013-11-07 | 2020-12-01 02:10 | Turkcell İletişim | TSE | TAS1AEA | 1
92277 | ZEKIY |  | Indoor System | RN SAHA | 5245963 | VI142909522W0 | 52020BIZ | DELTA HE RECTIFIER UNIT 2900 Watt (-48V/24V) (ÜRETİCİ KODU:ESR-48/56B A-S) | DONANIM | RADIO NETWORK | KONVERTOR VE SAYAC | POWER | RECTIFIER | DELTA | X | SEBEKE SATINALMA | 2014-09-24 | 2020-12-01 02:10 | Turkcell İletişim | TSE | TAS1AEA | 1
92277 | ZEKIY |  | Indoor System | RN SAHA | 5245976 | VI142909539W0 | 52020BIZ | DELTA HE RECTIFIER UNIT 2900 Watt (-48V/24V) (ÜRETİCİ KODU:ESR-48/56B A-S) | DONANIM | RADIO NETWORK | KONVERTOR VE SAYAC | POWER | RECTIFIER | DELTA | X | SEBEKE SATINALMA | 2014-09-24 | 2020-12-01 02:10 | Turkcell İletişim | TSE | TAS1AEA | 1
92277 | ZEKIY |  | Indoor System | RN SAHA | 5250950 | VI142908961W0 | 52020BIZ | DELTA HE RECTIFIER UNIT 2900 Watt (-48V/24V) (ÜRETİCİ KODU:ESR-48/56B A-S) | DONANIM | RADIO NETWORK | KONVERTOR VE SAYAC | POWER | RECTIFIER | DELTA | X | SEBEKE SATINALMA | 2014-09-24 | 2020-12-01 02:10 | Turkcell İletişim | TSE | TAS1AEA | 1
92277 | ZEKIY |  | Indoor System | RN SAHA | 5260016 | RRU1425127 | 52090AFT | RRU DC ENERJI DAGITIM PANOSU V2 | DONANIM | RADIO NETWORK | KONVERTOR VE SAYAC | POWER | POWERBOX | X | X | SEBEKE SATINALMA | 2014-06-13 | 2020-12-01 02:10 | Turkcell İletişim | TSE | TAS1AEA | 1
92277 | ZEKIY |  | Indoor System | RN SAHA | 5332183 | PBE091189 | 52090AAP | POWERBOX 220V RÖLESİZ | DONANIM | RADIO NETWORK | KONVERTOR VE SAYAC | POWER | POWERBOX | X | X | SEBEKE SATINALMA | 2005-02-22 | 2020-12-01 02:10 | Turkcell İletişim | TSE | TAS1AEA | 1
92277 | ZEKIY |  | Indoor System | RN SAHA | 5382460 | HXU143200038W0 | 52090AHJ | DELTA HE RECTIFIER 4U CABINET W/O CONVERTER SHELF | DONANIM | RADIO NETWORK | KONVERTOR VE SAYAC | POWER | RECTIFIER | DELTA | X | SEBEKE SATINALMA | 2014-09-24 | 2020-12-01 02:10 | Turkcell İletişim | TSE | TAS1AEA | 1
92277 | ZEKIY |  | Indoor System | RN SAHA | 5399133 | SYC78274539 | 52090ADV | SAYAC PANOSU_V2 | DONANIM | RADIO NETWORK | KONVERTOR VE SAYAC | POWER | POWERBOX | COUNTER | X | SEBEKE SATINALMA | 2013-05-14 | 2020-12-01 02:10 | Turkcell İletişim | TSE | TAS1AEA | 1
92277 | ZEKIY |  | Indoor System | RN SAHA | 5455441 | RGS000005632 | 52100AHC | 5U-6U RECTIFIER AKU RACK (SABIT RAFLI) | DONANIM | RADIO NETWORK | POLE AND RACK | POWER | BATTERY RACK | X | X | SEBEKE SATINALMA | 2009-09-07 | 2020-12-01 02:10 | Turkcell İletişim | TSE | TAS1AEA | 1
92277 | ZEKIY |  | Indoor System | RN SAHA | 5490464 | AR798052 | 52100AHC | 5U-6U RECTIFIER AKU RACK (SABIT RAFLI) | DONANIM | RADIO NETWORK | POLE AND RACK | POWER | BATTERY RACK | X | X | SEBEKE SATINALMA | 2008-02-13 | 2020-12-01 02:10 | Turkcell İletişim | TSE | TAS1AEA | 1
92277 | ZEKIY |  | Indoor System | RN SAHA | 5530276 | IFAR00802382 | 52100AHC | 5U-6U RECTIFIER AKU RACK (SABIT RAFLI) | DONANIM | RADIO NETWORK | POLE AND RACK | POWER | BATTERY RACK | X | X | SEBEKE SATINALMA | 2009-04-14 | 2020-12-01 02:10 | Turkcell İletişim | TSE | TAS1AEA | 1
92277 | ZEKIY |  | Indoor System | RN SAHA | 5599193 | V7084517618W0 | 52020BFM | DELTA RECTIFIER UNIT 2700 Watt (-48V/24V) | DONANIM | RADIO NETWORK | KONVERTOR VE SAYAC | POWER | RECTIFIER | DELTA | X | SEBEKE SATINALMA | 2008-12-02 | 2020-12-01 02:10 | Turkcell İletişim | TSE | TAS1AEA | 1
92277 | ZEKIY |  | Indoor System | RN SAHA | 5599238 | V7084517627W0 | 52020BFM | DELTA RECTIFIER UNIT 2700 Watt (-48V/24V) | DONANIM | RADIO NETWORK | KONVERTOR VE SAYAC | POWER | RECTIFIER | DELTA | X | SEBEKE SATINALMA | 2008-12-02 | 2020-12-01 02:10 | Turkcell İletişim | TSE | TAS1AEA | 1
92277 | ZEKIY |  | Indoor System | RN SAHA | 5662751 | V7094114143W1 | 52020BFM | DELTA RECTIFIER UNIT 2700 Watt (-48V/24V) | DONANIM | RADIO NETWORK | KONVERTOR VE SAYAC | POWER | RECTIFIER | DELTA | X | SEBEKE SATINALMA | 2009-11-17 | 2020-12-01 02:10 | Turkcell İletişim | TSE | TAS1AEA | 1
92277 | ZEKIY |  | Indoor System | RN SAHA | 5722110 | V7084115732W0 | 52020BFM | DELTA RECTIFIER UNIT 2700 Watt (-48V/24V) | DONANIM | RADIO NETWORK | KONVERTOR VE SAYAC | POWER | RECTIFIER | DELTA | X | SEBEKE SATINALMA | 2008-12-17 | 2020-12-01 02:10 | Turkcell İletişim | TSE | TAS1AEA | 1
92277 | ZEKIY |  | Indoor System | RN SAHA | 5779997 | STU8X746232 | KDU 127 161/3 | DUW 30 Digital Unit | DONANIM | RADIO NETWORK | KABIN VE EKIPMANLARI | NODE-B | CABINET EQUIPMENT | DIGITAL UNIT | X | SEBEKE SATINALMA | 2012-09-24 | 2020-12-01 02:10 | Turkcell İletişim | TSE | TAS1AEA | 1
92277 | ZEKIY |  | Indoor System | RN SAHA | 5797607 | STU8XC64918 | KDU 127 161/3 | DUW 30 Digital Unit | DONANIM | RADIO NETWORK | KABIN VE EKIPMANLARI | NODE-B | CABINET EQUIPMENT | DIGITAL UNIT | X | SEBEKE SATINALMA | 2013-06-25 | 2020-12-01 02:10 | Turkcell İletişim | TSE | TAS1AEA | 1
92277 | ZEKIY |  | Indoor System | RN SAHA | 5815803 | STU8XF58656 | KDU 127 161/3 | DUW 30 Digital Unit | DONANIM | RADIO NETWORK | KABIN VE EKIPMANLARI | NODE-B | CABINET EQUIPMENT | DIGITAL UNIT | X | SEBEKE SATINALMA | 2013-12-04 | 2020-12-01 02:10 | Turkcell İletişim | TSE | TAS1AEA | 1
92277 | ZEKIY |  | Indoor System | RN SAHA | 5975238 | SX63U012288 | BFD 509 14/1 | FAU1 (20p fan unit) . | DONANIM | TRANSPORT NETWORK | BOARD AND CARD | MW RL | CARD | INDOOR UNIT | ML TN | SEBEKE SATINALMA | 2013-10-09 | 2020-12-01 02:10 | Turkcell İletişim | TSE | TAS1AEA | 1
92277 | ZEKIY |  | Indoor System | RN SAHA | 5996492 | SD167813722 | KRC 118 76/1 | TRANSCEIVER/RRUS 01 B1;Radio Unit (2100 MHz) | DONANIM | RADIO NETWORK | KABIN VE EKIPMANLARI | NODE-B | CABINET EQUIPMENT | REMOTE RADIO UNIT | X | SEBEKE SATINALMA | 2013-07-03 | 2020-12-01 02:10 | Turkcell İletişim | TSE | TAS1AEA | 1
92277 | ZEKIY |  | Indoor System | RN SAHA | 6009262 | SD162678097 | KRC 118 76/1 | TRANSCEIVER/RRUS 01 B1;Radio Unit (2100 MHz) | DONANIM | RADIO NETWORK | KABIN VE EKIPMANLARI | NODE-B | CABINET EQUIPMENT | REMOTE RADIO UNIT | X | SEBEKE SATINALMA | 2012-10-16 | 2020-12-01 02:10 | Turkcell İletişim | TSE | TAS1AEA | 1
92277 | ZEKIY |  | Indoor System | RN SAHA | 6009272 | SD162678099 | KRC 118 76/1 | TRANSCEIVER/RRUS 01 B1;Radio Unit (2100 MHz) | DONANIM | RADIO NETWORK | KABIN VE EKIPMANLARI | NODE-B | CABINET EQUIPMENT | REMOTE RADIO UNIT | X | SEBEKE SATINALMA | 2012-10-16 | 2020-12-01 02:10 | Turkcell İletişim | TSE | TAS1AEA | 1
92277 | ZEKIY |  | Indoor System | RN SAHA | 6016936 | SD166174721 | KRC 118 76/1 | TRANSCEIVER/RRUS 01 B1;Radio Unit (2100 MHz) | DONANIM | RADIO NETWORK | KABIN VE EKIPMANLARI | NODE-B | CABINET EQUIPMENT | REMOTE RADIO UNIT | X | SEBEKE SATINALMA | 2013-04-09 | 2020-12-01 02:10 | Turkcell İletişim | TSE | TAS1AEA | 1
92277 | ZEKIY |  | Indoor System | RN SAHA | 6135347 | SD16C012344 | KRC 161 297/2 | RRUS-12 2100 MHz | DONANIM | RADIO NETWORK | KABIN VE EKIPMANLARI | NODE-B | CABINET EQUIPMENT | REMOTE RADIO UNIT | X | SEBEKE SATINALMA | 2014-03-05 | 2020-12-01 02:10 | Turkcell İletişim | TSE | TAS1AEA | 1
92277 | ZEKIY |  | Indoor System | RN SAHA | 6312245 | SCB4Q595939 | KDU 137 596/2 | Site Integration Unit 02, SIU-02 | DONANIM | RADIO NETWORK | KABIN VE EKIPMANLARI | RBS | CABINET EQUIPMENT | INDOOR UNIT | X | SEBEKE SATINALMA | 2013-06-12 | 2020-12-01 02:10 | Turkcell İletişim | TSE | TAS1AEA | 1
92277 | ZEKIY |  | Indoor System | RN SAHA | 6342155 | SA2310D4MUF | ROJ 208 1311/1 | MMU3 A | DONANIM | TRANSPORT NETWORK | BOARD AND CARD | MW RL | MODEM | INDOOR UNIT | ML TN | SEBEKE SATINALMA | 2014-07-24 | 2020-12-01 02:10 | Turkcell İletişim | TSE | TAS1AEA | 1
92277 | ZEKIY |  | Indoor System | RN SAHA | 6410763 | ST710478528 | ROJR 211 001/1 | PFU1. | DONANIM | TRANSPORT NETWORK | BOARD AND CARD | MW RL | CARD | INDOOR UNIT | ML TN | SEBEKE SATINALMA | 2009-05-21 | 2020-12-01 02:10 | Turkcell İletişim | TSE | TAS1AEA | 1
92277 | ZEKIY |  | Indoor System | RN SAHA | 6435043 | SC081495695 | ROJR 211 001/1 | PFU1. | DONANIM | TRANSPORT NETWORK | BOARD AND CARD | MW RL | CARD | INDOOR UNIT | ML TN | SEBEKE SATINALMA | 2010-10-28 | 2020-12-01 02:10 | Turkcell İletişim | TSE | TAS1AEA | 1
92277 | ZEKIY |  | Indoor System | RN SAHA | 6613291 | SX111642926 | BFD 599 028/1 | AMM 20p Subrack kit (includes NPU, PFU1) | DONANIM | TRANSPORT NETWORK | DIGER | MW RL | NODE | INDOOR UNIT | ML TN | SEBEKE SATINALMA | 2010-11-03 | 2020-12-01 02:10 | Turkcell İletişim | TSE | TAS1AEA | 1
92277 | ZEKIY |  | Indoor System | RN SAHA | 6731305 | 132704103903 | RDH 901 20/49800 | SFP GB-TX electrical | DONANIM | TRANSPORT NETWORK | DIGER | MW RL | SFP | INDOOR UNIT | ML TN | SEBEKE SATINALMA | 2013-10-26 | 2020-12-01 02:10 | Turkcell İletişim | TSE | TAS1AEA | 1
92277 | ZEKIY |  | Indoor System | RN SAHA | 6802685 | SD162341533 | NTM 101 1906/1 | UPGRADE KIT FOR MU 6601 (3X2X30)->(3X3X30) | DONANIM | RADIO NETWORK | KABIN VE EKIPMANLARI | NODE-B | CABINET EQUIPMENT | X | X | SEBEKE SATINALMA | 2012-10-05 | 2020-12-01 02:10 | Turkcell İletişim | TSE | TAS1AEA | 1
92277 | ZEKIY |  | Indoor System | RN SAHA | 6802705 | SD162341537 | NTM 101 1906/1 | UPGRADE KIT FOR MU 6601 (3X2X30)->(3X3X30) | DONANIM | RADIO NETWORK | KABIN VE EKIPMANLARI | NODE-B | CABINET EQUIPMENT | X | X | SEBEKE SATINALMA | 2012-10-05 | 2020-12-01 02:10 | Turkcell İletişim | TSE | TAS1AEA | 1
92277 | ZEKIY |  | Indoor System | RN SAHA | 6982542 | SA2310BGU1X | UKL 401 72/12 | RAU2 X 38/12 kit, 128QAM | DONANIM | TRANSPORT NETWORK | DIGER | MW RL | RAU | OUTDOOR UNIT | 38 GHZ | SEBEKE SATINALMA | 2013-06-25 | 2020-12-01 02:10 | Turkcell İletişim | TSE | TAS1AEA | 1
92277 | ZEKIY |  | Indoor System | RN SAHA | 7014887 | SD16A694188 | NTM 101 2589/1 | SET OF MATERIALS/Spare part SUP 6601 | DONANIM | RADIO NETWORK | KABIN VE EKIPMANLARI | MULTISTANDARD | CABINET EQUIPMENT | X | X | SEBEKE SATINALMA | 2013-12-04 | 2020-12-01 02:10 | Turkcell İletişim | TSE | TAS1AEA | 1
92277 | ZEKIY |  | Indoor System | RN SAHA | 7031388 | SD168727804 | NTM 101 2589/1 | SET OF MATERIALS/Spare part SUP 6601 | DONANIM | RADIO NETWORK | KABIN VE EKIPMANLARI | MULTISTANDARD | CABINET EQUIPMENT | X | X | SEBEKE SATINALMA | 2013-08-14 | 2020-12-01 02:10 | Turkcell İletişim | TSE | TAS1AEA | 1
92277 | ZEKIY |  | Indoor System | RN SAHA | 7099586 | SA2310DHRAE | UKL 401 72/A15 | RAU2 X 38/A15 Kit | DONANIM | TRANSPORT NETWORK | DIGER | MW RL | RAU | OUTDOOR UNIT | 38 GHZ | SEBEKE SATINALMA | 2014-09-29 | 2020-12-01 02:10 | Turkcell İletişim | TSE | TAS1AEA | 1
92277 | ZEKIY |  | Indoor System | RN SAHA | 7131304 | BE60773503 | UKY 220 49/SC15 | 0.6 m HP antenna for RAU2 38 GHz | DONANIM | TRANSPORT NETWORK | ANTEN | MW RL | OUTDOOR | OUTDOOR UNIT | 38 GHZ | SEBEKE SATINALMA | 2010-10-20 | 2020-12-01 02:10 | Turkcell İletişim | TSE | TAS1AEA | 1
92277 | ZEKIY |  | Indoor System | RN SAHA | 7142508 | SA2310BW47S | ROJR 208 011/1 | NPU 1C | DONANIM | TRANSPORT NETWORK | BOARD AND CARD | MW RL | CARD | INDOOR UNIT | ML TN | SEBEKE SATINALMA | 2013-10-09 | 2020-12-01 02:10 | Turkcell İletişim | TSE | TAS1AEA | 1
92277 | ZEKIY |  | Indoor System | RN SAHA | 7189181 | SA2310C4GYA | ROJR 208 012/1 | ETU2 B | DONANIM | TRANSPORT NETWORK | BOARD AND CARD | MW RL | CARD | INDOOR UNIT | ML TN | SEBEKE SATINALMA | 2013-12-03 | 2020-12-01 02:10 | Turkcell İletişim | TSE | TAS1AEA | 1
92277 | ZEKIY |  | Indoor System | RN SAHA | 7196813 | SBP53017824 | UKY 220 73/SC15 | 30 cm HP antenna / ANT2 0.3 38 HP | DONANIM | TRANSPORT NETWORK | ANTEN | MW RL | OUTDOOR | OUTDOOR UNIT | 38 GHZ | SEBEKE SATINALMA | 2013-05-15 | 2020-12-01 02:10 | Turkcell İletişim | TSE | TAS1AEA | 1
92277 | ZEKIY |  | Indoor System | RN SAHA | 7217828 | SA23107LHCJ | ROJR 208 012/1 | ETU2 B | DONANIM | TRANSPORT NETWORK | BOARD AND CARD | MW RL | CARD | INDOOR UNIT | ML TN | SEBEKE SATINALMA | 2011-06-03 | 2021-05-04 16:28 | Turkcell İletişim | TSE | TAS1AEA | 1
92277 | ZEKIY |  | Indoor System | RN SAHA | 7314374 | SCR96926794 | ROJ 208 1308/1 | MMU2H | DONANIM | TRANSPORT NETWORK | BOARD AND CARD | MW RL | MODEM | INDOOR UNIT | ML TN | SEBEKE SATINALMA | 2013-10-30 | 2020-12-01 02:10 | Turkcell İletişim | TSE | TAS1AEA | 1
92277 | ZEKIY |  | Indoor System | RN SAHA | 7551701 | SKRL1002168 | 51130AKZ | BiGS ic HAREKET SENSoRu | DONANIM | RADIO NETWORK | DIGER | TOOL | X | X | X | SEBEKE SATINALMA | 2015-01-27 | 2020-12-01 02:10 | Turkcell İletişim | TSE | TAS1AEA | 1
92277 | ZEKIY |  | Indoor System | RN SAHA | 7826550 | SD16L990072 | KRC 161 297/2 | RRUS-12 2100 MHz | DONANIM | RADIO NETWORK | KABIN VE EKIPMANLARI | NODE-B | CABINET EQUIPMENT | REMOTE RADIO UNIT | X | SEBEKE SATINALMA | 2015-02-04 | 2021-05-31 00:03 | Turkcell İletişim | TSE | TAS1AEA | 1
92277 | ZEKIY |  | Indoor System | RN SAHA | 8556348 | CA1530049596 | ODI-065R15E18KJJ-G | Comba | DONANIM | RADIO NETWORK | ANTEN | ANTENNA | OUTDOOR | DUAL BAND | X | SEBEKE SATINALMA | 2015-05-05 | 2020-12-01 02:10 | Turkcell İletişim | TSE | TAS1AEA | 1
92277 | ZEKIY |  | Indoor System | RN SAHA | 8556510 | CA1530069089 | ODI-065R15E18KJJ-G | Comba | DONANIM | RADIO NETWORK | ANTEN | ANTENNA | OUTDOOR | DUAL BAND | X | SEBEKE SATINALMA | 2015-05-05 | 2020-12-01 02:10 | Turkcell İletişim | TSE | TAS1AEA | 1
92277 | ZEKIY |  | Indoor System | RN SAHA | 8792358 | E2I1995405 | 782 10644 | quad-band combiner 690-2790 Mhz Combiner | DONANIM | RADIO NETWORK | ANTEN | ANTENNA | INDOOR | MULTIBAND COMBINER | X | SEBEKE SATINALMA | 2015-06-13 | 2020-12-01 02:10 | Turkcell İletişim | TSE | TAS1AEA | 1
92277 | ZEKIY |  | Indoor System | RN SAHA | 8792379 | E2I1995426 | 782 10644 | quad-band combiner 690-2790 Mhz Combiner | DONANIM | RADIO NETWORK | ANTEN | ANTENNA | INDOOR | MULTIBAND COMBINER | X | SEBEKE SATINALMA | 2015-06-13 | 2020-12-01 02:10 | Turkcell İletişim | TSE | TAS1AEA | 1
92277 | ZEKIY |  | Indoor System | RN SAHA | 8805895 | FCC0615A49027 | 52070AOF | BARAN FCS 04 FREE COOLING FAN BOX 190 Watt | DONANIM | RADIO NETWORK | IKLIMLENDIRME SISTEMLERI | SITEPREP | AIR CONDITIONER | FREECOOLING | X | SEBEKE SATINALMA | 2015-06-16 | 2020-12-01 02:10 | Turkcell İletişim | TSE | TAS1AEA | 1
92277 | ZEKIY |  | Indoor System | RN SAHA | 9275818 | NWA078620LA026735 | NWA-078620-A-L | 23 GHz IAG ODU (w/o Adaptor Plate, Direct Mount type, Shift 1008 MHz Subband A, Low) | DONANIM | TRANSPORT NETWORK | DIGER | MW RL | RAU | OUTDOOR UNIT | 23 GHZ | SEBEKE SATINALMA | 2015-08-25 | 2020-12-01 02:10 | Turkcell İletişim | TSE | TAS1AEA | 1
92277 | ZEKIY |  | Indoor System | RN SAHA | 9694736 | EBP2008540 | 3HE00028CA | SFP - GIGE LX - LC ROHS 6/6 DDM -40/85C | DONANIM | TRANSPORT NETWORK | DIGER | TAN | SFP | 7750 | X | SEBEKE SATINALMA | 2015-10-01 | 2020-12-01 02:10 | Turkcell İletişim | TSE | TAS1AEA | 1
92277 | ZEKIY |  | Indoor System | RN SAHA | 9697261 | STU8XT86792 | KDU 127 174/4 | DUW41 | DONANIM | RADIO NETWORK | KABIN VE EKIPMANLARI | NODE-B | CABINET EQUIPMENT | DIGITAL UNIT | X | SEBEKE SATINALMA | 2015-09-14 | 2020-12-01 02:10 | Turkcell İletişim | TSE | TAS1AEA | 1
92277 | ZEKIY |  | Indoor System | RN SAHA |  |  | 04023275 | Cable Assembly | DONANIM | RADIO NETWORK | KABLOLAR (ENERJI VE DIGER) | RBS | CABLE | X | X | SEBEKE SATINALMA |  |  | Turkcell İletişim | TSE | TAS1AEA | 1
92277 | ZEKIY |  | Indoor System | RN SAHA |  |  | 04046100 | Single Cable,Shielding Straight Through Cable,10m,MP8-IV,CC4P0.5P430U(S),MP8-IV,LSZH | DONANIM | RADIO NETWORK | KABLOLAR (ENERJI VE DIGER) | RBS | CABLE | X | X | SEBEKE SATINALMA |  |  | Turkcell İletişim | TSE | TAS1AEA | 1
92277 | ZEKIY |  | Indoor System | RN SAHA |  |  | 04130068 | RF CABLE 6M Jumper | DONANIM | RADIO NETWORK | KABLOLAR (ENERJI VE DIGER) | RBS | CABLE | X | X | SEBEKE SATINALMA |  |  | Turkcell İletişim | TSE | TAS1AEA | 6
92277 | ZEKIY |  | Indoor System | RN SAHA |  |  | 51170AHP | UTP PATCH CORD CAT5E 7,5m | DONANIM | RADIO NETWORK | KABLOLAR (ENERJI VE DIGER) | POWER | CABLE | X | X | SEBEKE SATINALMA |  |  | Turkcell İletişim | TSE | TAS1AEA | 4
92277 | ZEKIY |  | Indoor System | RN SAHA |  |  | 52020BEE | TX - 7/16 Type LCF 1/2 Connector male | DONANIM | RADIO NETWORK | BAGLANTI EKIPMANLARI | RBS | CONNECTOR | X | X | SEBEKE SATINALMA |  |  | Turkcell İletişim | TSE | TAS1AEA | 2
92277 | ZEKIY |  | Indoor System | RN SAHA |  |  | 52020BEL | JUMPER CABLE (3M) MALE-MALE 7/16 CONNECTOR (NKJ 116) | DONANIM | RADIO NETWORK | KABLOLAR (ENERJI VE DIGER) | SITEPREP | CABLE | JUMPER | X | SEBEKE SATINALMA |  |  | Turkcell İletişim | TSE | TAS1AEA | 10
92277 | ZEKIY |  | Indoor System | RN SAHA |  |  | 52020BFE | 50 MM2 BATTERY CABLE | DONANIM | RADIO NETWORK | KABLOLAR (ENERJI VE DIGER) | POWER | CABLE | X | X | SEBEKE SATINALMA |  |  | Turkcell İletişim | TSE | TAS1AEA | 25
92277 | ZEKIY |  | Indoor System | RN SAHA |  |  | 52020BHA | 2G Feeder Marking Set | DONANIM | RADIO NETWORK | KURULUM MALZEMELERI | RBS | OTHER EQUIPMENT | X | X | SEBEKE SATINALMA |  |  | Turkcell İletişim | TSE | TAS1AEA | 1
92277 | ZEKIY |  | Indoor System | RN SAHA |  |  | 52020BHM | H07RN-F Cable 2x16mm2 | DONANIM | RADIO NETWORK | KABLOLAR (ENERJI VE DIGER) | NODE-B | POWER CABLE | X | X | SEBEKE SATINALMA |  |  | Turkcell İletişim | TSE | TAS1AEA | 525
92277 | ZEKIY |  | Indoor System | RN SAHA |  |  | 52020BHN | H07RN-F Cable 2x25mm2 | DONANIM | RADIO NETWORK | KABLOLAR (ENERJI VE DIGER) | NODE-B | POWER CABLE | X | X | SEBEKE SATINALMA |  |  | Turkcell İletişim | TSE | TAS1AEA | 18
92277 | ZEKIY |  | Indoor System | RN SAHA |  |  | 52020BIA | H07RN-F Cable 2x6mm2 | DONANIM | RADIO NETWORK | KABLOLAR (ENERJI VE DIGER) | NODE-B | POWER CABLE | X | X | SEBEKE SATINALMA |  |  | Turkcell İletişim | TSE | TAS1AEA | 91
92277 | ZEKIY |  | Indoor System | RN SAHA |  |  | 52020BID | H07RN-F Cable 2x10mm2 | DONANIM | RADIO NETWORK | KABLOLAR (ENERJI VE DIGER) | NODE-B | POWER CABLE | X | X | SEBEKE SATINALMA |  |  | Turkcell İletişim | TSE | TAS1AEA | 355
92277 | ZEKIY |  | Indoor System | RN SAHA |  |  | 52020BLA | Fiber Cable 5m /2F LCD-LCD SM | DONANIM | RADIO NETWORK | KABLOLAR (ENERJI VE DIGER) | NODE-B | CABLE | X | X | SEBEKE SATINALMA |  |  | Turkcell İletişim | TSE | TAS1AEA | 6
92277 | ZEKIY |  | Indoor System | RN SAHA |  |  | 52020BLB | Fiber Cable 10m /2F LCD-LCD SM | DONANIM | RADIO NETWORK | KABLOLAR (ENERJI VE DIGER) | NODE-B | CABLE | X | X | SEBEKE SATINALMA |  |  | Turkcell İletişim | TSE | TAS1AEA | 1
92277 | ZEKIY |  | Indoor System | RN SAHA |  |  | 52020BLI | Fiber Cable 50m /2F LCD-LCD SM - ZIRHLI | DONANIM | RADIO NETWORK | KABLOLAR (ENERJI VE DIGER) | NODE-B | CABLE | X | X | SEBEKE SATINALMA |  |  | Turkcell İletişim | TSE | TAS1AEA | 8
92277 | ZEKIY |  | Indoor System | RN SAHA |  |  | 52020BLJ | Fiber Cable 75m /2F LCD-LCD SM - ZIRHLI | DONANIM | RADIO NETWORK | KABLOLAR (ENERJI VE DIGER) | NODE-B | CABLE | X | X | SEBEKE SATINALMA |  |  | Turkcell İletişim | TSE | TAS1AEA | 2
92277 | ZEKIY |  | Indoor System | RN SAHA |  |  | 52020BLK | Fiber Cable 100m /2F LCD-LCD SM - ZIRHLI | DONANIM | RADIO NETWORK | KABLOLAR (ENERJI VE DIGER) | NODE-B | CABLE | X | X | SEBEKE SATINALMA |  |  | Turkcell İletişim | TSE | TAS1AEA | 3
92277 | ZEKIY |  | Indoor System | RN SAHA |  |  | 52020BLT | LIYC11Y 4x1,5MM^2 ALARM KABLOSU | DONANIM | RADIO NETWORK | KABLOLAR (ENERJI VE DIGER) | RBS | CABLE | X | X | SEBEKE SATINALMA |  |  | Turkcell İletişim | TSE | TAS1AEA | 60
92277 | ZEKIY |  | Indoor System | RN SAHA |  |  | 52020BOI | Fiber Cable 50m /2F LCD-LCD SM - ZIRHSIZ CIFT KILIFLI | DONANIM | RADIO NETWORK | KABLOLAR (ENERJI VE DIGER) | NODE-B | CABLE | X | X | SEBEKE SATINALMA |  |  | Turkcell İletişim | TSE | TAS1AEA | 16
92277 | ZEKIY |  | Indoor System | RN SAHA |  |  | 52020BOJ | Fiber Cable 75m /2F LCD-LCD SM - ZIRHSIZ CIFT KILIFLI | DONANIM | RADIO NETWORK | KABLOLAR (ENERJI VE DIGER) | NODE-B | CABLE | X | X | SEBEKE SATINALMA |  |  | Turkcell İletişim | TSE | TAS1AEA | 3
92277 | ZEKIY |  | Indoor System | RN SAHA |  |  | 52020EXT | Extra Sektor Feeder Marking Set | DONANIM | RADIO NETWORK | KURULUM MALZEMELERI | ANTENNA | OTHER EQUIPMENT | X | X | SEBEKE SATINALMA |  |  | Turkcell İletişim | TSE | TAS1AEA | 1
92277 | ZEKIY |  | Indoor System | RN SAHA |  |  | 52030AAC | RF 4m Jumper cable, 7-16 DIN male/4.3-10 male | DONANIM | RADIO NETWORK | KABLOLAR (ENERJI VE DIGER) | RBS | CABLE | JUMPER | X | SEBEKE SATINALMA |  |  | Turkcell İletişim | TSE | TAS1AEA | 32
92277 | ZEKIY |  | Indoor System | RN SAHA |  |  | 52030AAD | RF 3m Jumper cable, 7-16 DIN male/4.3-10 male | DONANIM | RADIO NETWORK | KABLOLAR (ENERJI VE DIGER) | RBS | CABLE | JUMPER | X | SEBEKE SATINALMA |  |  | Turkcell İletişim | TSE | TAS1AEA | 10
92277 | ZEKIY |  | Indoor System | RN SAHA |  |  | 52030AAE | RF 6m Jumper cable, 7-16 DIN male/4.3-10 male | DONANIM | RADIO NETWORK | KABLOLAR (ENERJI VE DIGER) | RBS | CABLE | JUMPER | X | SEBEKE SATINALMA |  |  | Turkcell İletişim | TSE | TAS1AEA | 10
92277 | ZEKIY |  | Indoor System | RN SAHA |  |  | 52030AAL | RF Jumper cable 3m, 4.3-10 male /4.3-10 male | DONANIM | RADIO NETWORK | KABLOLAR (ENERJI VE DIGER) | SITEPREP | CABLE | JUMPER | X | SEBEKE SATINALMA |  |  | Turkcell İletişim | TSE | TAS1AEA | 28
92277 | ZEKIY |  | Indoor System | RN SAHA |  |  | 52030AAM | RF Jumper cable 4m, 4.3-10 male /4.3-10 male | DONANIM | RADIO NETWORK | KABLOLAR (ENERJI VE DIGER) | SITEPREP | CABLE | JUMPER | X | SEBEKE SATINALMA |  |  | Turkcell İletişim | TSE | TAS1AEA | 4
92277 | ZEKIY |  | Indoor System | RN SAHA |  |  | 52031ADE | TERMINATOR 50W 7-16 DIN TYPE MALE(L-DL-50-DM ) | DONANIM | RADIO NETWORK | ANTEN | ANTENNA | INDOOR | TERMINATOR | X | SEBEKE SATINALMA |  |  | Turkcell İletişim | TSE | TAS1AEA | 2
92277 | ZEKIY |  | Indoor System | RN SAHA |  |  | 52041ADT | HSLH Cable 2x16mm2 Halogen free | DONANIM | RADIO NETWORK | KABLOLAR (ENERJI VE DIGER) | NODE-B | POWER CABLE | X | X | SEBEKE SATINALMA |  |  | Turkcell İletişim | TSE | TAS1AEA | 140
92277 | ZEKIY |  | Indoor System | RN SAHA |  |  | 52070ADR | Torba Filtre (Free Cooling için) | DONANIM | RADIO NETWORK | IKLIMLENDIRME SISTEMLERI | SITEPREP | AIR CONDITIONER | AUXILIARY MAT | X | SEBEKE SATINALMA |  |  | Turkcell İletişim | TSE | TAS1AEA | 3
92277 | ZEKIY |  | Indoor System | RN SAHA |  |  | 52070AEO | FREE COOLING YARDIMCI EKIPMANLAR | DONANIM | RADIO NETWORK | IKLIMLENDIRME SISTEMLERI | SITEPREP | AIR CONDITIONER | FREECOOLING | X | SEBEKE SATINALMA |  |  | Turkcell İletişim | TSE | TAS1AEA | 1
92277 | ZEKIY |  | Indoor System | RN SAHA |  |  | 52070AFR | BARAN FREE COOLING MONTAJ KITI | DONANIM | RADIO NETWORK | IKLIMLENDIRME SISTEMLERI | SITEPREP | AIR CONDITIONER | FREECOOLING | X | SEBEKE SATINALMA |  |  | Turkcell İletişim | TSE | TAS1AEA | 1
92277 | ZEKIY |  | Indoor System | RN SAHA |  |  | 52070AFS | Multilock Interactive+ Barel | DONANIM | RADIO NETWORK | DIGER | SITEPREP | X | X | X | SEBEKE SATINALMA |  |  | Turkcell İletişim | TSE | TAS1AEA | 1
92277 | ZEKIY |  | Indoor System | RN SAHA |  |  | 52070AJK | Yetkisiz erişim uyarı levhası | DONANIM | RADIO NETWORK | DIGER | SITEPREP | X | X | X | SEBEKE SATINALMA |  |  | Turkcell İletişim | TSE | TAS1AEA | 1
92277 | ZEKIY |  | Indoor System | RN SAHA |  |  | 52070AJL | Acil durum bildirim levhası | DONANIM | RADIO NETWORK | DIGER | SITEPREP | X | X | X | SEBEKE SATINALMA |  |  | Turkcell İletişim | TSE | TAS1AEA | 1
92277 | ZEKIY |  | Indoor System | RN SAHA |  |  | 52070AJM | İSG uyarı levhası | DONANIM | RADIO NETWORK | DIGER | SITEPREP | X | X | X | SEBEKE SATINALMA |  |  | Turkcell İletişim | TSE | TAS1AEA | 1
92277 | ZEKIY |  | Indoor System | RN SAHA |  |  | 52070AJN | Yüksek gerilim uyarı levhası | DONANIM | RADIO NETWORK | DIGER | SITEPREP | X | X | X | SEBEKE SATINALMA |  |  | Turkcell İletişim | TSE | TAS1AEA | 2
92277 | ZEKIY |  | Indoor System | RN SAHA |  |  | 52090AAA | Anten Sistemleri Baglanti Aparati | DONANIM | RADIO NETWORK | ANTEN | ANTENNA | OTHER EQUIPMENT | CLAMP | X | SEBEKE SATINALMA |  |  | Turkcell İletişim | TSE | TAS1AEA | 1
92277 | ZEKIY |  | Indoor System | RN SAHA |  |  | 52100AHE | RECTIFIER BESLEME KABLOSU YVV (NYY) 4x6 mm2 | DONANIM | RADIO NETWORK | KABLOLAR (ENERJI VE DIGER) | RBS | POWER CABLE | X | X | SEBEKE SATINALMA |  |  | Turkcell İletişim | TSE | TAS1AEA | 2
92277 | ZEKIY |  | Indoor System | RN SAHA |  |  | 52100AHR | TOPRAKLAMA KABLOSU H07V-K 1x35 mm2 | DONANIM | RADIO NETWORK | KABLOLAR (ENERJI VE DIGER) | POWER | CABLE | X | X | SEBEKE SATINALMA |  |  | Turkcell İletişim | TSE | TAS1AEA | 2
92277 | ZEKIY |  | Indoor System | RN SAHA |  |  | 901801065 | 60 cm. Radom ısıtıcı | DONANIM | TRANSPORT NETWORK | DIGER | MW RL | HEATER | OUTDOOR UNIT | 60 CM | SEBEKE SATINALMA |  |  | Turkcell İletişim | TSE | TAS1AEA | 1
92277 | ZEKIY |  | Indoor System | RN SAHA |  |  | ACC-CBL003 | Power Cable (2x1,5mm2, shielded, outdoor waterproof) for iPASO iX, 25m | DONANIM | TRANSPORT NETWORK | KABLOLAR (ENERJI VE DIGER) | MW RL | CABLE | OUTDOOR UNIT | NEC | SEBEKE SATINALMA |  |  | Turkcell İletişim | TSE | TAS1AEA | 1
92277 | ZEKIY |  | Indoor System | RN SAHA |  |  | ACC-CBL004 | Power Cable (2x1,5mm2, shielded, outdoor waterproof) for iPASO iX, 50m | DONANIM | TRANSPORT NETWORK | KABLOLAR (ENERJI VE DIGER) | MW RL | CABLE | OUTDOOR UNIT | NEC | SEBEKE SATINALMA |  |  | Turkcell İletişim | TSE | TAS1AEA | 2
92277 | ZEKIY |  | Indoor System | RN SAHA |  |  | ACC-CBL006 | Power Cable (2x1,5mm2, shielded, outdoor waterproof) for iPASO iX, 100m | DONANIM | TRANSPORT NETWORK | KABLOLAR (ENERJI VE DIGER) | MW RL | CABLE | OUTDOOR UNIT | NEC | SEBEKE SATINALMA |  |  | Turkcell İletişim | TSE | TAS1AEA | 2
92277 | ZEKIY |  | Indoor System | RN SAHA |  |  | ACC-CBL009 | LC/PC-­?LC/PC Single Mode Indoor/Outdoor F/O Cable L:50m | DONANIM | TRANSPORT NETWORK | KABLOLAR (ENERJI VE DIGER) | MW RL | CABLE | OUTDOOR UNIT | NEC | SEBEKE SATINALMA |  |  | Turkcell İletişim | TSE | TAS1AEA | 1
92277 | ZEKIY |  | Indoor System | RN SAHA |  |  | ACC-CBL011 | LC/PC-­?LC/PC Single Mode Indoor/Outdoor F/O Cable L:100m | DONANIM | TRANSPORT NETWORK | KABLOLAR (ENERJI VE DIGER) | MW RL | CABLE | OUTDOOR UNIT | NEC | SEBEKE SATINALMA |  |  | Turkcell İletişim | TSE | TAS1AEA | 1
92277 | ZEKIY |  | Indoor System | RN SAHA |  |  | ACC-CBL016 | Traffic Cable, 100m (Electrical, Outdoor Type Ethernet Cable) | DONANIM | TRANSPORT NETWORK | KABLOLAR (ENERJI VE DIGER) | MW RL | CABLE | OUTDOOR UNIT | NEC | SEBEKE SATINALMA |  |  | Turkcell İletişim | TSE | TAS1AEA | 1
92277 | ZEKIY |  | Indoor System | RN SAHA |  |  | ACC-CBL022 | Grounding Cable(6m-6mm2) | DONANIM | TRANSPORT NETWORK | KABLOLAR (ENERJI VE DIGER) | MW RL | CABLE | OUTDOOR UNIT | NEC | SEBEKE SATINALMA |  |  | Turkcell İletişim | TSE | TAS1AEA | 3
92277 | ZEKIY |  | Indoor System | RN SAHA |  |  | ACC-CBL029 | Power Cable (2x1,5mm2, shielded, outdoor waterproof) for iPASO iX, 150m | DONANIM | TRANSPORT NETWORK | KABLOLAR (ENERJI VE DIGER) | MW RL | CABLE | OUTDOOR UNIT | NEC | SEBEKE SATINALMA |  |  | Turkcell İletişim | TSE | TAS1AEA | 2
92277 | ZEKIY |  | Indoor System | RN SAHA |  |  | ACC-CBL031 | Traffic Cable, 150m (Electrical, Outdoor Type Ethernet Cable) | DONANIM | TRANSPORT NETWORK | KABLOLAR (ENERJI VE DIGER) | MW RL | CABLE | OUTDOOR UNIT | NEC | SEBEKE SATINALMA |  |  | Turkcell İletişim | TSE | TAS1AEA | 1
92277 | ZEKIY |  | Indoor System | RN SAHA |  |  | CBE-106533-001 | MDP-ODU Connection (IF Jumper Cable) | DONANIM | TRANSPORT NETWORK | KABLOLAR (ENERJI VE DIGER) | MW RL | CABLE | OUTDOOR UNIT | NEC | SEBEKE SATINALMA |  |  | Turkcell İletişim | TSE | TAS1AEA | 6
92277 | ZEKIY |  | Indoor System | RN SAHA |  |  | CBS-000072-001 | Waterproof Plug (Cable Ground Type) for iPASO iX Ether port and PS port | DONANIM | TRANSPORT NETWORK | DIGER | MW RL | MISCELLANEOUS | OUTDOOR UNIT | X | SEBEKE SATINALMA |  |  | Turkcell İletişim | TSE | TAS1AEA | 9
92277 | ZEKIY |  | Indoor System | RN SAHA |  |  | GXA-002602 | PS connector for iPASO iX Power | DONANIM | TRANSPORT NETWORK | BAGLANTI EKIPMANLARI | MW RL | CONNECTOR | OUTDOOR UNIT | NEC | SEBEKE SATINALMA |  |  | Turkcell İletişim | TSE | TAS1AEA | 3
92277 | ZEKIY |  | Indoor System | RN SAHA |  |  | NTM 201 2426 | Sealing Set | DONANIM | RADIO NETWORK | KURULUM MALZEMELERI | RBS | OTHER EQUIPMENT | X | X | SEBEKE SATINALMA |  |  | Turkcell İletişim | TSE | TAS1AEA | 1
92277 | ZEKIY |  | Indoor System | RN SAHA |  |  | NTM 202 20/1 | MOUNTING SET/MECHANIC FOR MAST (Ericsson RRU'lar icin) | DONANIM | RADIO NETWORK | KURULUM MALZEMELERI | ANTENNA | OTHER EQUIPMENT | X | X | SEBEKE SATINALMA |  |  | Turkcell İletişim | TSE | TAS1AEA | 8
92277 | ZEKIY |  | Indoor System | RN SAHA |  |  | NTM 203 80/100 | DC Cable 100m of TFL 424 03 | DONANIM | TRANSPORT NETWORK | KABLOLAR (ENERJI VE DIGER) | MW RL | CABLE | INDOOR UNIT | ML TN | SEBEKE SATINALMA |  |  | Turkcell İletişim | TSE | TAS1AEA | 50
92277 | ZEKIY |  | Indoor System | RN SAHA |  |  | NWA-060926-002 | SFP 1000Base LX | DONANIM | TRANSPORT NETWORK | BAGLANTI EKIPMANLARI | MW RL | CONNECTOR | OUTDOOR UNIT | NEC | SEBEKE SATINALMA |  |  | Turkcell İletişim | TSE | TAS1AEA | 6
92277 | ZEKIY |  | Indoor System | RN SAHA |  |  | NWA-095159-001-01 | Bracket Kit for iPASO iX 13-42G | DONANIM | TRANSPORT NETWORK | DIGER | MW RL | MISCELLANEOUS | OUTDOOR UNIT | X | SEBEKE SATINALMA |  |  | Turkcell İletişim | TSE | TAS1AEA | 3
92277 | ZEKIY |  | Indoor System | RN SAHA |  |  | RDH 102 47/2 | OPTICAL TRANSCEIVER/TRX SM CPRI 614.4-24 | DONANIM | RADIO NETWORK | KABIN VE EKIPMANLARI | NODE-B | CABINET EQUIPMENT | X | X | SEBEKE SATINALMA |  |  | Turkcell İletişim | TSE | TAS1AEA | 16
92277 | ZEKIY |  | Indoor System | RN SAHA |  |  | RDH 102 65/2 | SFP+ SM 10.3Gb/s 1.4km 1310nm- | DONANIM | RADIO NETWORK | KABIN VE EKIPMANLARI | ENODE-B | CABINET EQUIPMENT | X | X | SEBEKE SATINALMA |  |  | Turkcell İletişim | TSE | TAS1AEA | 55
92277 | ZEKIY |  | Indoor System | RN SAHA |  |  | RNT 447 32/02 | Circular Power cable connector 2-pos 10mm2- | DONANIM | RADIO NETWORK | KABIN VE EKIPMANLARI | ENODE-B | CABINET EQUIPMENT | REMOTE RADIO UNIT | X | SEBEKE SATINALMA |  |  | Turkcell İletişim | TSE | TAS1AEA | 6
92277 | ZEKIY |  | Indoor System | RN SAHA |  |  | RNY 104 87/1 | ACCESSORIES/POWER ADAPTER- | DONANIM | RADIO NETWORK | KABIN VE EKIPMANLARI | ENODE-B | CABINET EQUIPMENT | X | X | SEBEKE SATINALMA |  |  | Turkcell İletişim | TSE | TAS1AEA | 1
92277 | ZEKIY |  | Indoor System | RN SAHA |  |  | RPM 253 0292/2000 | 2F LC-LC SM RRUS02, RRUS11 2M- | DONANIM | RADIO NETWORK | KABIN VE EKIPMANLARI | ENODE-B | CABINET EQUIPMENT | X | X | SEBEKE SATINALMA |  |  | Turkcell İletişim | TSE | TAS1AEA | 2
92277 | ZEKIY |  | Indoor System | RN SAHA |  |  | RPM 517 551/01 | XPIC cable | DONANIM | TRANSPORT NETWORK | KABLOLAR (ENERJI VE DIGER) | MW RL | CABLE | INDOOR UNIT | ML TN | SEBEKE SATINALMA |  |  | Turkcell İletişim | TSE | TAS1AEA | 2
92277 | ZEKIY |  | Indoor System | RN SAHA |  |  | RPM 517 560/5000 | DC Cable for AMM 2P B 5m | DONANIM | TRANSPORT NETWORK | DIGER | MW RL | X | X | X | SEBEKE SATINALMA |  |  | Turkcell İletişim | TSE | TAS1AEA | 2
92277 | ZEKIY |  | Indoor System | RN SAHA |  |  | RPM 517 6906/01 | Station Radio Cable (MMU ile beraber alınmalı) | DONANIM | TRANSPORT NETWORK | KABLOLAR (ENERJI VE DIGER) | MW RL | CABLE | INDOOR UNIT | ML TN | SEBEKE SATINALMA |  |  | Turkcell İletişim | TSE | TAS1AEA | 10
92277 | ZEKIY |  | Indoor System | RN SAHA |  |  | RPM 777 01/00250 | CABLE WITH CONNECTOR/SIGNAL CABLE (SHU bw SCU CABLE) | DONANIM | RADIO NETWORK | KABIN VE EKIPMANLARI | MULTISTANDARD | CABINET EQUIPMENT | X | X | SEBEKE SATINALMA |  |  | Turkcell İletişim | TSE | TAS1AEA | 1
92277 | ZEKIY |  | Indoor System | RN SAHA |  |  | RPM 777 01/00300 | SIGNAL CABLE | DONANIM | RADIO NETWORK | KABLOLAR (ENERJI VE DIGER) | MULTISTANDARD | CABLE | X | X | SEBEKE SATINALMA |  |  | Turkcell İletişim | TSE | TAS1AEA | 3
92277 | ZEKIY |  | Indoor System | RN SAHA |  |  | RPM 777 193/00160 | CABLE WITH CONNECTOR/DC POWER CABLE | DONANIM | RADIO NETWORK | KABLOLAR (ENERJI VE DIGER) | RBS | CABLE | X | X | SEBEKE SATINALMA |  |  | Turkcell İletişim | TSE | TAS1AEA | 7
92277 | ZEKIY |  | Indoor System | RN SAHA |  |  | RPM 777 193/00200 | 6102 PDU CONNECTOR | DONANIM | RADIO NETWORK | KABLOLAR (ENERJI VE DIGER) | NODE-B | POWER CABLE | X | X | SEBEKE SATINALMA |  |  | Turkcell İletişim | TSE | TAS1AEA | 4
92277 | ZEKIY |  | Indoor System | RN SAHA |  |  | RPM 777 263/01000 | Primary DU RI IDL ? Secondary DU RI IDL | DONANIM | RADIO NETWORK | KABLOLAR (ENERJI VE DIGER) | MULTISTANDARD | CABLE | X | X | SEBEKE SATINALMA |  |  | Turkcell İletişim | TSE | TAS1AEA | 1
92277 | ZEKIY |  | Indoor System | RN SAHA |  |  | RPM 777 279/01000 | Primary DU RI F ? Secondary DU RI F | DONANIM | RADIO NETWORK | KABLOLAR (ENERJI VE DIGER) | MULTISTANDARD | CABLE | X | X | SEBEKE SATINALMA |  |  | Turkcell İletişim | TSE | TAS1AEA | 3
92277 | ZEKIY |  | Indoor System | RN SAHA |  |  | RPM 777 528/10000 | Power Cable | DONANIM | RADIO NETWORK | KABLOLAR (ENERJI VE DIGER) | RBS | CABLE | X | X | SEBEKE SATINALMA |  |  | Turkcell İletişim | TSE | TAS1AEA | 1
92277 | ZEKIY |  | Indoor System | RN SAHA |  |  | RPM 777 567/01000 | CABLE WITH CONNECTOR/Grounding Cable | DONANIM | RADIO NETWORK | KABIN VE EKIPMANLARI | ENODE-B | CABINET EQUIPMENT | X | X | SEBEKE SATINALMA |  |  | Turkcell İletişim | TSE | TAS1AEA | 1
92277 | ZEKIY |  | Indoor System | RN SAHA |  |  | RPM 919 701/17000 | CONNECTION CABLE/RJ45(M) -2X DB15 (M)-2216v2 | DONANIM | RADIO NETWORK | KABLOLAR (ENERJI VE DIGER) | RBS | CABLE | INDOOR UNIT | X | SEBEKE SATINALMA |  |  | Turkcell İletişim | TSE | TAS1AEA | 2
92277 | ZEKIY |  | Indoor System | RN SAHA |  |  | SDF 107 236/001 | CABLE CONNECTOR HOOD | DONANIM | RADIO NETWORK | KABIN VE EKIPMANLARI | NODE-B | CABINET EQUIPMENT | X | X | SEBEKE SATINALMA |  |  | Turkcell İletişim | TSE | TAS1AEA | 5
92277 | ZEKIY |  | Indoor System | RN SAHA |  |  | SEF 901 304/1 | Rail bracket | DONANIM | RADIO NETWORK | KURULUM MALZEMELERI | ANTENNA | OTHER EQUIPMENT | BRACKET | X | SEBEKE SATINALMA |  |  | Turkcell İletişim | TSE | TAS1AEA | 17
92277 | ZEKIY |  | Indoor System | RN SAHA |  |  | SEF 901 305/0180 | Rail 180mm | DONANIM | RADIO NETWORK | KABIN VE EKIPMANLARI | ENODE-B | CABINET EQUIPMENT | REMOTE RADIO UNIT | X | SEBEKE SATINALMA |  |  | Turkcell İletişim | TSE | TAS1AEA | 15
92277 | ZEKIY |  | Indoor System | RN SAHA |  |  | SXA 134 2193/2 | Dummy DUG | DONANIM | RADIO NETWORK | KABIN VE EKIPMANLARI | RBS | CABINET EQUIPMENT | X | X | SEBEKE SATINALMA |  |  | Turkcell İletişim | TSE | TAS1AEA | 2
92277 | ZEKIY |  | Indoor System | RN SAHA |  |  | SXK 111 511/1 | Connector Kit for 10mm radio cable (RAU ile beraber alınır) | DONANIM | TRANSPORT NETWORK | BAGLANTI EKIPMANLARI | MW RL | CONNECTOR | OUTDOOR UNIT | ML TN | SEBEKE SATINALMA |  |  | Turkcell İletişim | TSE | TAS1AEA | 12
92277 | ZEKIY |  | Indoor System | RN SAHA |  |  | SXK 111 5372/1 | Earthing set, Cable 16 mm2 black, 2.0m (7ft), M8 screw, (MINI-LINK 6363) | DONANIM | TRANSPORT NETWORK | DIGER | MW RL | MISCELLANEOUS | OUTDOOR UNIT | ML E | SEBEKE SATINALMA |  |  | Turkcell İletişim | TSE | TAS1AEA | 2
92277 | ZEKIY |  | Indoor System | RN SAHA |  |  | SXK 111 699/3 | 2.5 mm2, G/Y, 1.0m | DONANIM | TRANSPORT NETWORK | DIGER | MW RL | MISCELLANEOUS | OUTDOOR UNIT | ML E | SEBEKE SATINALMA |  |  | Turkcell İletişim | TSE | TAS1AEA | 1
92277 | ZEKIY |  | Indoor System | RN SAHA |  |  | SXK 125 0245/1 | MOUNTING KIT (MK mast brackets short) | DONANIM | RADIO NETWORK | KABIN VE EKIPMANLARI | NODE-B | CABINET EQUIPMENT | X | X | SEBEKE SATINALMA |  |  | Turkcell İletişim | TSE | TAS1AEA | 7
92277 | ZEKIY |  | Indoor System | RN SAHA |  |  | SXK 125 0461/2 | ASSEMBLED PARTS (RRUS montaj aparatı) | DONANIM | RADIO NETWORK | KABIN VE EKIPMANLARI | NODE-B | CABINET EQUIPMENT | REMOTE RADIO UNIT | X | SEBEKE SATINALMA |  |  | Turkcell İletişim | TSE | TAS1AEA | 16
92277 | ZEKIY |  | Indoor System | RN SAHA |  |  | SXK 125 2540/1 | Pole bracket | DONANIM | RADIO NETWORK | KABIN VE EKIPMANLARI | ENODE-B | CABINET EQUIPMENT | REMOTE RADIO UNIT | X | SEBEKE SATINALMA |  |  | Turkcell İletişim | TSE | TAS1AEA | 16
92277 | ZEKIY |  | Indoor System | RN SAHA |  |  | TFL 901 17/24 | CABLE/2x6mm2 (10AWG) 600V 90C UL 10 m co- | DONANIM | RADIO NETWORK | KABIN VE EKIPMANLARI | ENODE-B | CABINET EQUIPMENT | X | X | SEBEKE SATINALMA |  |  | Turkcell İletişim | TSE | TAS1AEA | 1
92277 | ZEKIY |  | Indoor System | RN SAHA |  |  | TZC 500 32/500 | CABLE/RADIO CABLE, 10 MM REEL 500 M | DONANIM | TRANSPORT NETWORK | KABLOLAR (ENERJI VE DIGER) | MW RL | CABLE | OUTDOOR UNIT | ML TN | SEBEKE SATINALMA |  |  | Turkcell İletişim | TSE | TAS1AEA | 270
92277 | ZEKIY |  | Indoor System | RN SAHA |  |  | TZC 50032/500 | MINI-LINK Radio Cable, 10 mm, 50 ohm, 500m | DONANIM | TRANSPORT NETWORK | KABLOLAR (ENERJI VE DIGER) | MW RL | CABLE | OUTDOOR UNIT | ML TN | SEBEKE SATINALMA |  |  | Turkcell İletişim | TSE | TAS1AEA | 150